## Switchgear Data
Name | Product_Type | Type | Brand | Model_Number | Short_Description | Price | Amperage | Voltage | Poles | Breaking_Capacity | Trip_Curve | Sensitivity | Application | MCB_Type | Module | Colour | IP_Rating | Operating_Temperature | Body_Material | Contact_Material | Standards | Mounting_Type | Warranty | Specifications | Key_Features | Full_Description | Product_URL | Image_Path | Image_Download_Status
Distribution Board | Distribution Board | Switchgear | Polycab |  | Polycab distribution board are used for the supply and control of electric installations. | ₹4862 | Standard Amperage | N/A | N/A | N/A | N/A | N/A | N/A | N/A | N/A | Grey White | N/A | N/A | N/A | N/A | N/A | N/A | N/A | Colour: Grey White ; Db Type: DB ; Door Type: Single Door ; Phase: TPN ; Number Of Ways: 8W 8+24 | IP 30 Protection , Detachable Gland Plates , Earthing Bolt , Insulated Bus Bar , Insertion mark , Flush & Surface mounting , Equipped with N-bar, E-Bar , IS/IEC Certified | The distribution board is not merely an enclosure, but a composite system in itself, through which the power is distributed to various circuits received from a single source of supply. Enclosure may be single door or double door comprising copper busbars, brass neutral links, and earth links to facilitate effective distribution of current | https://polycab.com/distribution-board-single-door-grey-white-tpn-phase-8w-8plus24/c-5005/p-55697 | /Polycab/Switchgear/polycab_distribution_board_switchgear/images/Distribution_Board_Grey_White_image.png | Downloaded
Decour Texture DB | Distribution Board | Switchgear | Polycab |  | Polycab distribution board are used for the supply and control of electric installations. | ₹4215 | Standard Amperage | N/A | N/A | N/A | N/A | N/A | N/A | N/A | N/A | Wooden Texture | N/A | N/A | N/A | N/A | N/A | N/A | N/A | Colour: Wooden Texture ; Db Type: Decour DB ; Door Type: Double Door ; Phase: SPN ; Number Of Ways: 12W | IP 43 Protection with Door Gasket , 180 Degree Door Opening , Designer Knob , Elegant Look , Textured Door , Hinge assembled door provision , Equipped with N-bar & E-Bar , IS/IEC Certified | The distribution board is not merely an enclosure, but a composite system in itself, through which the power is distributed to various circuits received from a single source of supply. Enclosure may be single door or double door comprising copper busbars, brass neutral links, and earth links to facilitate effective distribution of current | https://polycab.com/decour-texture-db-double-door-wooden-texture-spn-phase-12w/c-5005/p-55779 | /Polycab/Switchgear/polycab_distribution_board_switchgear/images/Decour_Texture_DB_Wooden_Texture_image.png | Downloaded
Decour DB | Distribution Board | Switchgear | Polycab |  | Polycab distribution board are used for the supply and control of electric installations. | ₹3243 | Standard Amperage | N/A | N/A | N/A | N/A | N/A | N/A | N/A | N/A | Grey White | N/A | N/A | N/A | N/A | N/A | N/A | N/A | Colour: Grey White ; Db Type: Decour DB ; Door Type: Double Door ; Phase: SPN ; Number Of Ways: 12W | IP 43 Protection with Door Gasket , 180 Degree Door Opening , Designer Knob , Elegant Look , Hinge assembled door provision , Equipped with N-bar & E-Bar , IS/IEC Certified | The distribution board is not merely an enclosure, but a composite system in itself, through which the power is distributed to various circuits received from a single source of supply. Enclosure may be single door or double door comprising copper busbars, brass neutral links, and earth links to facilitate effective distribution of current | https://polycab.com/decour-db-double-door-grey-white-spn-phase-12w/c-5005/p-55769 | /Polycab/Switchgear/polycab_distribution_board_switchgear/images/Decour_DB_Grey_White_image.png | Downloaded
Distribution Board | Distribution Board | Switchgear | Polycab |  | Polycab distribution board are used for the supply and control of electric installations. | ₹7154 | Standard Amperage | N/A | N/A | N/A | N/A | N/A | N/A | N/A | N/A | Grey White | N/A | N/A | N/A | N/A | N/A | N/A | N/A | Colour: Grey White ; Db Type: DB ; Door Type: Double Door ; Phase: TPN ; Number Of Ways: 8W 8+24 | IP 42 Protection , Detachable Gland Plates , Earthing Bolt with Door Earthing , Insulated Bus Bar , Insertion mark , Flush & Surface mounting , Equipped with N-bar, E-Bar , IS/IEC Certified | The distribution board is not merely an enclosure, but a composite system in itself, through which the power is distributed to various circuits received from a single source of supply. Enclosure may be single door or double door comprising copper busbars, brass neutral links, and earth links to facilitate effective distribution of current | https://polycab.com/distribution-board-double-door-grey-white-tpn-phase-8w-8plus24/c-5005/p-55702 | /Polycab/Switchgear/polycab_distribution_board_switchgear/images/Distribution_Board_Grey_White_image.png | Downloaded
Distribution Board | Distribution Board | Switchgear | Polycab |  | Polycab distribution board are used for the supply and control of electric installations. | ₹2323 | Standard Amperage | N/A | N/A | N/A | N/A | N/A | N/A | N/A | N/A | Grey White | N/A | N/A | N/A | N/A | N/A | N/A | N/A | Colour: Grey White ; Db Type: DB ; Door Type: Double Door ; Phase: SPN ; Number Of Ways: 8W | IP 42 Protection , Detachable Gland Plates , Earthing Bolt with Door Earthing , Insulated Bus Bar , Insertion mark , Flush & Surface mounting , Equipped with N-bar, E-Bar , IS/IEC Certified | The distribution board is not merely an enclosure, but a composite system in itself, through which the power is distributed to various circuits received from a single source of supply. Enclosure may be single door or double door comprising copper busbars, brass neutral links, and earth links to facilitate effective distribution of current | https://polycab.com/distribution-board-double-door-grey-white-spn-phase-8w/c-5005/p-55691 | /Polycab/Switchgear/polycab_distribution_board_switchgear/images/Distribution_Board_Grey_White_image.png | Downloaded
Decour Texture DB | Distribution Board | Switchgear | Polycab |  | Polycab distribution board are used for the supply and control of electric installations. | ₹3157 | Standard Amperage | N/A | N/A | N/A | N/A | N/A | N/A | N/A | N/A | Golden Passion | N/A | N/A | N/A | N/A | N/A | N/A | N/A | Colour: Golden Passion ; Db Type: Decour DB ; Door Type: Double Door ; Phase: SPN ; Number Of Ways: 6W | IP 43 Protection with Door Gasket , 180 Degree Door Opening , Designer Knob , Elegant Look , Textured Door , Hinge assembled door provision , Equipped with N-bar & E-Bar , IS/IEC Certified | The distribution board is not merely an enclosure, but a composite system in itself, through which the power is distributed to various circuits received from a single source of supply. Enclosure may be single door or double door comprising copper busbars, brass neutral links, and earth links to facilitate effective distribution of current | https://polycab.com/decour-texture-db-double-door-golden-passion-spn-phase-6w/c-5005/p-55795 | /Polycab/Switchgear/polycab_distribution_board_switchgear/images/Decour_Texture_DB_Golden_Passion_image.png | Downloaded
Distribution Board | Distribution Board | Switchgear | Polycab |  | Polycab distribution board are used for the supply and control of electric installations. | ₹17254 | Standard Amperage | N/A | N/A | N/A | N/A | N/A | N/A | N/A | N/A | Grey White | N/A | N/A | N/A | N/A | N/A | N/A | N/A | Colour: Grey White ; Db Type: 7 Segment ; Door Type: Double Door ; Phase: TPN ; Number Of Ways: 8W | IP 42 Protection , Detachable Gland Plates , Earthing Bolt with Door Earthing , Insulated Bus Bar , Insertion mark , Flush & Surface mounting , Equipped with N-bar, E-Bar , IS/IEC Certified | This DB has phase segregation and separation between incomer and outgoings. It is a distribution board which has 7 segments, one for Main incomer, three as sub incomer for each phase and three for singlephase outgoing is called a 7 segment DB | https://polycab.com/distribution-board-double-door-grey-white-tpn-phase-8w/c-5005/p-55728 | /Polycab/Switchgear/polycab_distribution_board_switchgear/images/Distribution_Board_Grey_White_image.png | Downloaded
Distribution Board | Distribution Board | Switchgear | Polycab |  | Polycab distribution board are used for the supply and control of electric installations. | ₹2566 | Standard Amperage | N/A | N/A | N/A | N/A | N/A | N/A | N/A | N/A | Grey White | N/A | N/A | N/A | N/A | N/A | N/A | N/A | Colour: Grey White ; Db Type: Acrylic DB ; Door Type: Double Door ; Phase: SPN ; Number Of Ways: 6W | IP 42 Protection , Detachable Gland Plates , Earthing Bolt with Door Earthing , Insulated Bus Bar , Insertion mark , Flush & Surface mounting , Equipped with N-bar, E-Bar , IS/IEC Certified | The distribution board is not merely an enclosure, but a composite system in itself, through which the power is distributed to various circuits received from a single source of supply. Enclosure may be single door or double door comprising copper busbars, brass neutral links, and earth links to facilitate effective distribution of current | https://polycab.com/distribution-board-double-door-grey-white-spn-phase-6w-1/c-5005/p-55705 | /Polycab/Switchgear/polycab_distribution_board_switchgear/images/Distribution_Board_Grey_White_image.png | Downloaded
Distribution Board | Distribution Board | Switchgear | Polycab |  | Polycab distribution board are used for the supply and control of electric installations. | ₹13763 | Standard Amperage | N/A | N/A | N/A | N/A | N/A | N/A | N/A | N/A | Grey White | N/A | N/A | N/A | N/A | N/A | N/A | N/A | Colour: Grey White ; Db Type: 8 Segment ; Door Type: Double Door ; Phase: TPN ; Number Of Ways: 6W | IP 42 Protection , Detachable Gland Plates , Earthing Bolt with Door Earthing , Insulated Bus Bar , Insertion mark , Flush & Surface mounting , Equipped with N-bar, E-Bar , IS/IEC Certified | This DB has phase segregation and separation between incomer and outgoings. | https://polycab.com/distribution-board-double-door-grey-white-tpn-phase-6w-4/c-5005/p-55731 | /Polycab/Switchgear/polycab_distribution_board_switchgear/images/Distribution_Board_Grey_White_image.png | Downloaded
Decour Texture DB | Distribution Board | Switchgear | Polycab |  | Polycab distribution board are used for the supply and control of electric installations. | ₹7558 | Standard Amperage | N/A | N/A | N/A | N/A | N/A | N/A | N/A | N/A | Wooden Texture | N/A | N/A | N/A | N/A | N/A | N/A | N/A | Colour: Wooden Texture ; Db Type: Decour DB ; Door Type: Double Door ; Phase: TPN ; Number Of Ways: 6W 8+18 | IP 43 Protection with Door Gasket , 180 Degree Door Opening , Designer Knob , Elegant Look , Textured Door , Hinge assembled door provision , Equipped with N-bar & E-Bar , IS/IEC Certified | The distribution board is not merely an enclosure, but a composite system in itself, through which the power is distributed to various circuits received from a single source of supply. Enclosure may be single door or double door comprising copper busbars, brass neutral links, and earth links to facilitate effective distribution of current | https://polycab.com/decour-texture-db-double-door-wooden-texture-tpn-phase-6w-8plus18/c-5005/p-55773 | /Polycab/Switchgear/polycab_distribution_board_switchgear/images/Decour_Texture_DB_Wooden_Texture_image.png | Downloaded
Decour Texture DB | Distribution Board | Switchgear | Polycab |  | Polycab distribution board are used for the supply and control of electric installations. | ₹3157 | Standard Amperage | N/A | N/A | N/A | N/A | N/A | N/A | N/A | N/A | Wooden Texture | N/A | N/A | N/A | N/A | N/A | N/A | N/A | Colour: Wooden Texture ; Db Type: Decour DB ; Door Type: Double Door ; Phase: SPN ; Number Of Ways: 6W | IP 43 Protection with Door Gasket , 180 Degree Door Opening , Designer Knob , Elegant Look , Textured Door , Hinge assembled door provision , Equipped with N-bar & E-Bar , IS/IEC Certified | The distribution board is not merely an enclosure, but a composite system in itself, through which the power is distributed to various circuits received from a single source of supply. Enclosure may be single door or double door comprising copper busbars, brass neutral links, and earth links to facilitate effective distribution of current | https://polycab.com/decour-texture-db-double-door-wooden-texture-spn-phase-6w/c-5005/p-55777 | /Polycab/Switchgear/polycab_distribution_board_switchgear/images/Decour_Texture_DB_Wooden_Texture_image.png | Downloaded
Decour Texture DB | Distribution Board | Switchgear | Polycab |  | Polycab distribution board are used for the supply and control of electric installations. | ₹3157 | Standard Amperage | N/A | N/A | N/A | N/A | N/A | N/A | N/A | N/A | Marble Texture | N/A | N/A | N/A | N/A | N/A | N/A | N/A | Colour: Marble Texture ; Db Type: Decour DB ; Door Type: Double Door ; Phase: SPN ; Number Of Ways: 6W | IP 43 Protection with Door Gasket , 180 Degree Door Opening , Designer Knob , Elegant Look , Textured Door , Hinge assembled door provision , Equipped with N-bar & E-Bar , IS/IEC Certified | The distribution board is not merely an enclosure, but a composite system in itself, through which the power is distributed to various circuits received from a single source of supply. Enclosure may be single door or double door comprising copper busbars, brass neutral links, and earth links to facilitate effective distribution of current | https://polycab.com/decour-texture-db-double-door-marble-texture-spn-phase-6w/c-5005/p-55786 | /Polycab/Switchgear/polycab_distribution_board_switchgear/images/Decour_Texture_DB_Marble_Texture_image.png | Downloaded
Distribution Board | Distribution Board | Switchgear | Polycab |  | Polycab distribution board are used for the supply and control of electric installations. | ₹2195 | Standard Amperage | N/A | N/A | N/A | N/A | N/A | N/A | N/A | N/A | Grey White | N/A | N/A | N/A | N/A | N/A | N/A | N/A | Colour: Grey White ; Db Type: TV TEL DB Part ; Door Type: Double Door | IP 42 Protection , Detachable Gland Plates , Earthing Bolt with Door Earthing , Insulated Bus Bar , Insertion mark , IS/IEC Certified | TV/telephone DB is used to safely and efficiently distribute TV and telephone signals. | https://polycab.com/distribution-board-double-door-grey-white/c-5005/p-55760 | /Polycab/Switchgear/polycab_distribution_board_switchgear/images/Distribution_Board_Grey_White_image.png | Downloaded
Distribution Board | Distribution Board | Switchgear | Polycab |  | Polycab distribution board are used for the supply and control of electric installations. | ₹7029 | Standard Amperage | N/A | N/A | N/A | N/A | N/A | N/A | N/A | N/A | Grey White | N/A | N/A | N/A | N/A | N/A | N/A | N/A | Colour: Grey White ; Db Type: PPI Horizontal ; Door Type: Double Door ; Phase: TPN ; Number Of Ways: 4+2W 8+6+12 | IP 42 Protection , Detachable Gland Plates , Earthing Bolt with Door Earthing , Insulated Bus Bar , Insertion mark , Flush & Surface mounting , Equipped with N-bar, E-Bar , IS/IEC Certified | Per Phase Isolation (PPI) DB is used to separate three phases of power and isolates them electrically. The PPI DB uses three sub-incomer RCCBs and separate neutral bars to electrically isolate the three phases | https://polycab.com/distribution-board-double-door-grey-white-tpn-phase-4plus2w-8plus6plus12/c-5005/p-55718 | /Polycab/Switchgear/polycab_distribution_board_switchgear/images/Distribution_Board_Grey_White_image.png | Downloaded
Decour DB | Distribution Board | Switchgear | Polycab |  | Polycab distribution board are used for the supply and control of electric installations. | ₹2429 | Standard Amperage | N/A | N/A | N/A | N/A | N/A | N/A | N/A | N/A | Grey White | N/A | N/A | N/A | N/A | N/A | N/A | N/A | Colour: Grey White ; Db Type: Decour DB ; Door Type: Double Door ; Phase: SPN ; Number Of Ways: 6W | IP 43 Protection with Door Gasket , 180 Degree Door Opening , Designer Knob , Elegant Look , Hinge assembled door provision , Equipped with N-bar & E-Bar , IS/IEC Certified | The distribution board is not merely an enclosure, but a composite system in itself, through which the power is distributed to various circuits received from a single source of supply. Enclosure may be single door or double door comprising copper busbars, brass neutral links, and earth links to facilitate effective distribution of current | https://polycab.com/decour-db-double-door-grey-white-spn-phase-6w/c-5005/p-55767 | /Polycab/Switchgear/polycab_distribution_board_switchgear/images/Decour_DB_Grey_White_image.png | Downloaded
Distribution Board | Distribution Board | Switchgear | Polycab |  | Polycab distribution board are used for the supply and control of electric installations. | ₹17150 | 63A | N/A | N/A | N/A | N/A | N/A | N/A | N/A | N/A | Grey White | N/A | N/A | N/A | N/A | N/A | N/A | N/A | Colour: Grey White ; Db Type: Phase Selector ; Door Type: Double Door ; Phase: TPN ; Number Of Ways: 8W 8+24 63A | IP 42 Protection , Detachable Gland Plates , Earthing Bolt with Door Earthing , Insulated Bus Bar , Insertion mark , Flush & Surface mounting , Equipped with N-bar, E-Bar , IS/IEC Certified | A phase selector distribution board is used to control and distribute electrical power supply to various circuits or loads. It comes with rotary selector switches and indicator options in order to see the status of each phase and it is also possible to change phase line to other line, if there is any interruption on the live phase line. | https://polycab.com/distribution-board-double-door-grey-white-tpn-phase-8w-8plus24-63a/c-5005/p-55751 | /Polycab/Switchgear/polycab_distribution_board_switchgear/images/Distribution_Board_Grey_White_image.png | Downloaded
Decour Texture DB | Distribution Board | Switchgear | Polycab |  | Polycab distribution board are used for the supply and control of electric installations. | ₹5561 | Standard Amperage | N/A | N/A | N/A | N/A | N/A | N/A | N/A | N/A | Wooden Texture | N/A | N/A | N/A | N/A | N/A | N/A | N/A | Colour: Wooden Texture ; Db Type: Decour DB ; Door Type: Double Door ; Phase: SPN ; Number Of Ways: 16W | IP 43 Protection with Door Gasket , 180 Degree Door Opening , Designer Knob , Elegant Look , Textured Door , Hinge assembled door provision , Equipped with N-bar & E-Bar , IS/IEC Certified | The distribution board is not merely an enclosure, but a composite system in itself, through which the power is distributed to various circuits received from a single source of supply. Enclosure may be single door or double door comprising copper busbars, brass neutral links, and earth links to facilitate effective distribution of current | https://polycab.com/decour-texture-db-double-door-wooden-texture-spn-phase-16w/c-5005/p-55780 | /Polycab/Switchgear/polycab_distribution_board_switchgear/images/Decour_Texture_DB_Wooden_Texture_image.png | Downloaded
Decour Texture DB | Distribution Board | Switchgear | Polycab |  | Polycab distribution board are used for the supply and control of electric installations. | ₹5561 | Standard Amperage | N/A | N/A | N/A | N/A | N/A | N/A | N/A | N/A | Marble Texture | N/A | N/A | N/A | N/A | N/A | N/A | N/A | Colour: Marble Texture ; Db Type: Decour DB ; Door Type: Double Door ; Phase: SPN ; Number Of Ways: 16W | IP 43 Protection with Door Gasket , 180 Degree Door Opening , Designer Knob , Elegant Look , Textured Door , Hinge assembled door provision , Equipped with N-bar & E-Bar , IS/IEC Certified | The distribution board is not merely an enclosure, but a composite system in itself, through which the power is distributed to various circuits received from a single source of supply. Enclosure may be single door or double door comprising copper busbars, brass neutral links, and earth links to facilitate effective distribution of current | https://polycab.com/decour-texture-db-double-door-marble-texture-spn-phase-16w/c-5005/p-55789 | /Polycab/Switchgear/polycab_distribution_board_switchgear/images/Decour_Texture_DB_Marble_Texture_image.png | Downloaded
MCB Metal Enclosure | Distribution Board | Switchgear | Polycab |  | Polycab distribution board are used for the supply and control of electric installations. | ₹510 | Standard Amperage | N/A | N/A | N/A | N/A | N/A | N/A | N/A | N/A | Grey White | N/A | N/A | N/A | N/A | N/A | N/A | N/A | Colour: Grey White ; Db Type: MCB Metal Enclosure ; Door Type: Single Door ; Phase: DP | IP 30 Protection , Surface Mounting , Earthing Bolt , IS/IEC Certified | MCB enclosures are used to connect the MCBs with the electrical circuit and provide them the mounting rails and necessary support | https://polycab.com/mcb-metal-enclosure-single-door-grey-white-dp-phase/c-5005/p-55739 | /Polycab/Switchgear/polycab_distribution_board_switchgear/images/MCB_Metal_Enclosure_Grey_White_image.png | Downloaded
Decour DB | Distribution Board | Switchgear | Polycab |  | Polycab distribution board are used for the supply and control of electric installations. | ₹12118 | Standard Amperage | N/A | N/A | N/A | N/A | N/A | N/A | N/A | N/A | Grey White | N/A | N/A | N/A | N/A | N/A | N/A | N/A | Colour: Grey White ; Db Type: Decour DB ; Door Type: Double Door ; Phase: TPN ; Number Of Ways: 12W 8+36 | IP 43 Protection with Door Gasket , 180 Degree Door Opening , Designer Knob , Elegant Look , Hinge assembled door provision , Equipped with N-bar & E-Bar , IS/IEC Certified | The distribution board is not merely an enclosure, but a composite system in itself, through which the power is distributed to various circuits received from a single source of supply. Enclosure may be single door or double door comprising copper busbars, brass neutral links, and earth links to facilitate effective distribution of current | https://polycab.com/decour-db-double-door-grey-white-tpn-phase-12w-8plus36/c-5005/p-55765 | /Polycab/Switchgear/polycab_distribution_board_switchgear/images/Decour_DB_Grey_White_image.png | Downloaded
Distribution Board | Distribution Board | Switchgear | Polycab |  | Polycab distribution board are used for the supply and control of electric installations. | ₹11269 | Standard Amperage | N/A | N/A | N/A | N/A | N/A | N/A | N/A | N/A | Grey White | N/A | N/A | N/A | N/A | N/A | N/A | N/A | Colour: Grey White ; Db Type: 7 Segment ; Door Type: Double Door ; Phase: TPN ; Number Of Ways: 4W | IP 42 Protection , Detachable Gland Plates , Earthing Bolt with Door Earthing , Insulated Bus Bar , Insertion mark , Flush & Surface mounting , Equipped with N-bar, E-Bar , IS/IEC Certified | This DB has phase segregation and separation between incomer and outgoings. It is a distribution board which has 7 segments, one for Main incomer, three as sub incomer for each phase and three for singlephase outgoing is called a 7 segment DB | https://polycab.com/distribution-board-double-door-grey-white-tpn-phase-4w/c-5005/p-55726 | /Polycab/Switchgear/polycab_distribution_board_switchgear/images/Distribution_Board_Grey_White_image.png | Downloaded
Distribution Board | Distribution Board | Switchgear | Polycab |  | Polycab distribution board are used for the supply and control of electric installations. | ₹9524 | Standard Amperage | N/A | N/A | N/A | N/A | N/A | N/A | N/A | N/A | Grey White | N/A | N/A | N/A | N/A | N/A | N/A | N/A | Colour: Grey White ; Db Type: TV TEL DB ; Door Type: Double Door ; Phase: TPN ; Number Of Ways: 4W 8+12 | IP 42 Protection , Detachable Gland Plates , Earthing Bolt with Door Earthing , Insulated Bus Bar , Insertion mark , Flush & Surface mounting , Equipped with N-bar, E-Bar , IS/IEC Certified | TV/telephone DB is used to safely and efficiently distribute TV and telephone signals. | https://polycab.com/distribution-board-double-door-grey-white-tpn-phase-4w-8plus12-3/c-5005/p-55756 | /Polycab/Switchgear/polycab_distribution_board_switchgear/images/Distribution_Board_Grey_White_image.png | Downloaded
Decour Texture DB | Distribution Board | Switchgear | Polycab |  | Polycab distribution board are used for the supply and control of electric installations. | ₹3444 | Standard Amperage | N/A | N/A | N/A | N/A | N/A | N/A | N/A | N/A | Golden Passion | N/A | N/A | N/A | N/A | N/A | N/A | N/A | Colour: Golden Passion ; Db Type: Decour DB ; Door Type: Double Door ; Phase: SPN ; Number Of Ways: 8W | IP 43 Protection with Door Gasket , 180 Degree Door Opening , Designer Knob , Elegant Look , Textured Door , Hinge assembled door provision , Equipped with N-bar & E-Bar , IS/IEC Certified | The distribution board is not merely an enclosure, but a composite system in itself, through which the power is distributed to various circuits received from a single source of supply. Enclosure may be single door or double door comprising copper busbars, brass neutral links, and earth links to facilitate effective distribution of current | https://polycab.com/decour-texture-db-double-door-golden-passion-spn-phase-8w/c-5005/p-55796 | /Polycab/Switchgear/polycab_distribution_board_switchgear/images/Decour_Texture_DB_Golden_Passion_image.png | Downloaded
Distribution Board | Distribution Board | Switchgear | Polycab |  | Polycab distribution board are used for the supply and control of electric installations. | ₹18927 | Standard Amperage | N/A | N/A | N/A | N/A | N/A | N/A | N/A | N/A | Grey White | N/A | N/A | N/A | N/A | N/A | N/A | N/A | Colour: Grey White ; Db Type: 7 Segment ; Door Type: Double Door ; Phase: TPN ; Number Of Ways: 12W | IP 42 Protection , Detachable Gland Plates , Earthing Bolt with Door Earthing , Insulated Bus Bar , Insertion mark , Flush & Surface mounting , Equipped with N-bar, E-Bar , IS/IEC Certified | This DB has phase segregation and separation between incomer and outgoings. It is a distribution board which has 7 segments, one for Main incomer, three as sub incomer for each phase and three for singlephase outgoing is called a 7 segment DB | https://polycab.com/distribution-board-double-door-grey-white-tpn-phase-12w/c-5005/p-55729 | /Polycab/Switchgear/polycab_distribution_board_switchgear/images/Distribution_Board_Grey_White_image.png | Downloaded
Distribution Board | Distribution Board | Switchgear | Polycab |  | Polycab distribution board are used for the supply and control of electric installations. | ₹8882 | Standard Amperage | N/A | N/A | N/A | N/A | N/A | N/A | N/A | N/A | Grey White | N/A | N/A | N/A | N/A | N/A | N/A | N/A | Colour: Grey White ; Db Type: Flexi Tier ; Door Type: Double Door ; Phase: TPN ; Number Of Ways: 4 Tier 56M | IP 42 Protection , Detachable Gland Plates , Earthing Bolt with Door Earthing , Insulated Bus Bar , Insertion mark , Flush & Surface mounting , Equipped with N-bar, E-Bar , IS/IEC Certified | Flexi Tier DBs give total flexibility to mount any type and size of Modular devices as per load requirement. | https://polycab.com/distribution-board-double-door-grey-white-tpn-phase-4-tier-56m/c-5005/p-55737 | /Polycab/Switchgear/polycab_distribution_board_switchgear/images/Distribution_Board_Grey_White_image.png | Downloaded
Decour Texture DB | Distribution Board | Switchgear | Polycab |  | Polycab distribution board are used for the supply and control of electric installations. | ₹7558 | Standard Amperage | N/A | N/A | N/A | N/A | N/A | N/A | N/A | N/A | Marble Texture | N/A | N/A | N/A | N/A | N/A | N/A | N/A | Colour: Marble Texture ; Db Type: Decour DB ; Door Type: Double Door ; Phase: TPN ; Number Of Ways: 6W 8+18 | IP 43 Protection with Door Gasket , 180 Degree Door Opening , Designer Knob , Elegant Look , Textured Door , Hinge assembled door provision , Equipped with N-bar & E-Bar , IS/IEC Certified | The distribution board is not merely an enclosure, but a composite system in itself, through which the power is distributed to various circuits received from a single source of supply. Enclosure may be single door or double door comprising copper busbars, brass neutral links, and earth links to facilitate effective distribution of current | https://polycab.com/decour-texture-db-double-door-marble-texture-tpn-phase-6w-8plus18/c-5005/p-55782 | /Polycab/Switchgear/polycab_distribution_board_switchgear/images/Decour_Texture_DB_Marble_Texture_image.png | Downloaded
MCB Plastic Enclosure | Distribution Board | Switchgear | Polycab |  | Polycab distribution board are used for the supply and control of electric installations. | ₹196 | Standard Amperage | N/A | N/A | N/A | N/A | N/A | N/A | N/A | N/A | Grey White | N/A | N/A | N/A | N/A | N/A | N/A | N/A | Colour: Grey White ; Db Type: MCB Plastic Enclosure ; Phase: TP | Robust Design , Surface Mounting , IS/IEC Certified | MCB enclosures are used to connect the MCBs with the electrical circuit and provide them the mounting rails and necessary support | https://polycab.com/mcb-plastic-enclosure-grey-white-tp-phase/c-5005/p-55811 | /Polycab/Switchgear/polycab_distribution_board_switchgear/images/MCB_Plastic_Enclosure_Grey_White_image.png | Downloaded
Distribution Board | Distribution Board | Switchgear | Polycab |  | Polycab distribution board are used for the supply and control of electric installations. | ₹13868 | 40A | N/A | N/A | N/A | N/A | N/A | N/A | N/A | N/A | Grey White | N/A | N/A | N/A | N/A | N/A | N/A | N/A | Colour: Grey White ; Db Type: Phase Selector ; Door Type: Double Door ; Phase: TPN ; Number Of Ways: 6W 8+18 40A | IP 42 Protection , Detachable Gland Plates , Earthing Bolt with Door Earthing , Insulated Bus Bar , Insertion mark , Flush & Surface mounting , Equipped with N-bar, E-Bar , IS/IEC Certified | A phase selector distribution board is used to control and distribute electrical power supply to various circuits or loads. It comes with rotary selector switches and indicator options in order to see the status of each phase and it is also possible to change phase line to other line, if there is any interruption on the live phase line. | https://polycab.com/distribution-board-double-door-grey-white-tpn-phase-6w-8plus18-40a/c-5005/p-55748 | /Polycab/Switchgear/polycab_distribution_board_switchgear/images/Distribution_Board_Grey_White_image.png | Downloaded
Distribution Board | Distribution Board | Switchgear | Polycab |  | Polycab distribution board are used for the supply and control of electric installations. | ₹6322 | Standard Amperage | N/A | N/A | N/A | N/A | N/A | N/A | N/A | N/A | Grey White | N/A | N/A | N/A | N/A | N/A | N/A | N/A | Colour: Grey White ; Db Type: DB ; Door Type: Single Door ; Phase: TPN ; Number Of Ways: 12W 8+36 | IP 30 Protection , Detachable Gland Plates , Earthing Bolt , Insulated Bus Bar , Insertion mark , Flush & Surface mounting , Equipped with N-bar, E-Bar , IS/IEC Certified | The distribution board is not merely an enclosure, but a composite system in itself, through which the power is distributed to various circuits received from a single source of supply. Enclosure may be single door or double door comprising copper busbars, brass neutral links, and earth links to facilitate effective distribution of current | https://polycab.com/distribution-board-single-door-grey-white-tpn-phase-12w-8plus36/c-5005/p-55698 | /Polycab/Switchgear/polycab_distribution_board_switchgear/images/Distribution_Board_Grey_White_image.png | Downloaded
Plug & Socket DB | Distribution Board | Switchgear | Polycab |  | Polycab distribution board are used for the supply and control of electric installations. | ₹2038 | 20A | N/A | N/A | N/A | N/A | N/A | N/A | N/A | N/A | Grey White | N/A | N/A | N/A | N/A | N/A | N/A | N/A | Colour: Grey White ; Db Type: Plug & Socket DB ; Door Type: Single Door ; Number Of Ways: 20A TP | IP 30 Protection , Surface Mounting , Earthing Bolt , IS/IEC Certified | Plug & Socket DB provides protection to independent single phase and three phase loads | https://polycab.com/plug-socket-db-single-door-grey-white-20a-tp/c-5005/p-55744 | /Polycab/Switchgear/polycab_distribution_board_switchgear/images/Plug_Socket_DB_Grey_White_image.png | Downloaded
Distribution Board | Distribution Board | Switchgear | Polycab |  | Polycab distribution board are used for the supply and control of electric installations. | ₹12279 | Standard Amperage | N/A | N/A | N/A | N/A | N/A | N/A | N/A | N/A | Grey White | N/A | N/A | N/A | N/A | N/A | N/A | N/A | Colour: Grey White ; Db Type: Vertical DB ; Door Type: Double Door ; Phase: TPN ; Number Of Ways: 4W 8+12 | IP 42 Protection , Detachable Gland Plates , Earthing Bolt with Door Earthing , Insulated Bus Bar , Insertion mark , Flush & Surface mounting , Equipped with N-bar, E-Bar , IS/IEC Certified | The distribution board is not merely an enclosure, but a composite system in itself, through which the power is distributed to various circuits received from a single source of supply. Enclosure may be single door or double door comprising copper busbars, brass neutral links, and earth links to facilitate effective distribution of current | https://polycab.com/distribution-board-double-door-grey-white-tpn-phase-4w-8plus12-2/c-5005/p-55714 | /Polycab/Switchgear/polycab_distribution_board_switchgear/images/Distribution_Board_Grey_White_image.png | Downloaded
Distribution Board | Distribution Board | Switchgear | Polycab |  | Polycab distribution board are used for the supply and control of electric installations. | ₹11834 | Standard Amperage | N/A | N/A | N/A | N/A | N/A | N/A | N/A | N/A | Grey White | N/A | N/A | N/A | N/A | N/A | N/A | N/A | Colour: Grey White ; Db Type: TV TEL DB ; Door Type: Double Door ; Phase: TPN ; Number Of Ways: 8W 8+24 | IP 42 Protection , Detachable Gland Plates , Earthing Bolt with Door Earthing , Insulated Bus Bar , Insertion mark , Flush & Surface mounting , Equipped with N-bar, E-Bar , IS/IEC Certified | TV/telephone DB is used to safely and efficiently distribute TV and telephone signals. | https://polycab.com/distribution-board-double-door-grey-white-tpn-phase-8w-8plus24-3/c-5005/p-55758 | /Polycab/Switchgear/polycab_distribution_board_switchgear/images/Distribution_Board_Grey_White_image.png | Downloaded
Distribution Board | Distribution Board | Switchgear | Polycab |  | Polycab distribution board are used for the supply and control of electric installations. | ₹1439 | Standard Amperage | N/A | N/A | N/A | N/A | N/A | N/A | N/A | N/A | Grey White | N/A | N/A | N/A | N/A | N/A | N/A | N/A | Colour: Grey White ; Db Type: DB ; Door Type: Single Door ; Phase: SPN ; Number Of Ways: 8W | IP 30 Protection , Detachable Gland Plates , Earthing Bolt , Insulated Bus Bar , Insertion mark , Flush & Surface mounting , Equipped with N-bar, E-Bar , IS/IEC Certified | The distribution board is not merely an enclosure, but a composite system in itself, through which the power is distributed to various circuits received from a single source of supply. Enclosure may be single door or double door comprising copper busbars, brass neutral links, and earth links to facilitate effective distribution of current | https://polycab.com/distribution-board-single-door-grey-white-spn-phase-8w/c-5005/p-55686 | /Polycab/Switchgear/polycab_distribution_board_switchgear/images/Distribution_Board_Grey_White_image.png | Downloaded
Decour Texture DB | Distribution Board | Switchgear | Polycab |  | Polycab distribution board are used for the supply and control of electric installations. | ₹3444 | Standard Amperage | N/A | N/A | N/A | N/A | N/A | N/A | N/A | N/A | Marble Texture | N/A | N/A | N/A | N/A | N/A | N/A | N/A | Colour: Marble Texture ; Db Type: Decour DB ; Door Type: Double Door ; Phase: SPN ; Number Of Ways: 8W | IP 43 Protection with Door Gasket , 180 Degree Door Opening , Designer Knob , Elegant Look , Textured Door , Hinge assembled door provision , Equipped with N-bar & E-Bar , IS/IEC Certified | The distribution board is not merely an enclosure, but a composite system in itself, through which the power is distributed to various circuits received from a single source of supply. Enclosure may be single door or double door comprising copper busbars, brass neutral links, and earth links to facilitate effective distribution of current | https://polycab.com/decour-texture-db-double-door-marble-texture-spn-phase-8w/c-5005/p-55787 | /Polycab/Switchgear/polycab_distribution_board_switchgear/images/Decour_Texture_DB_Marble_Texture_image.png | Downloaded
Decour Texture DB | Distribution Board | Switchgear | Polycab |  | Polycab distribution board are used for the supply and control of electric installations. | ₹13936 | Standard Amperage | N/A | N/A | N/A | N/A | N/A | N/A | N/A | N/A | Marble Texture | N/A | N/A | N/A | N/A | N/A | N/A | N/A | Colour: Marble Texture ; Db Type: Decour DB ; Door Type: Double Door ; Phase: TPN ; Number Of Ways: 12W 8+36 | IP 43 Protection with Door Gasket , 180 Degree Door Opening , Designer Knob , Elegant Look , Textured Door , Hinge assembled door provision , Equipped with N-bar & E-Bar , IS/IEC Certified | The distribution board is not merely an enclosure, but a composite system in itself, through which the power is distributed to various circuits received from a single source of supply. Enclosure may be single door or double door comprising copper busbars, brass neutral links, and earth links to facilitate effective distribution of current | https://polycab.com/decour-texture-db-double-door-marble-texture-tpn-phase-12w-8plus36/c-5005/p-55784 | /Polycab/Switchgear/polycab_distribution_board_switchgear/images/Decour_Texture_DB_Marble_Texture_image.png | Downloaded
Decour TBox DB | Distribution Board | Switchgear | Polycab |  | Polycab distribution board are used for the supply and control of electric installations. | ₹3622 | Standard Amperage | N/A | N/A | N/A | N/A | N/A | N/A | N/A | N/A | Transparent Door | N/A | N/A | N/A | N/A | N/A | N/A | N/A | Colour: Transparent Door ; Db Type: Decour TBox DB ; Door Type: Double Door ; Phase: SPN ; Number Of Ways: 11W | IP 43 Protection , Transparent Door , Easy To Install , Reversible Door , 180 Degree Door Opening , IS/IEC Certified | The distribution board is not merely an enclosure, but a composite system in itself, through which the power is distributed to various circuits received from a single source of supply. Enclosure may be single door or double door comprising copper busbars, brass neutral links, and earth links to facilitate effective distribution of current | https://polycab.com/decour-tbox-db-double-door-transparent-door-spn-phase-11w/c-5005/p-55801 | /Polycab/Switchgear/polycab_distribution_board_switchgear/images/Decour_TBox_DB_Transparent_Door_image.png | Downloaded
Distribution Board | Distribution Board | Switchgear | Polycab |  | Polycab distribution board are used for the supply and control of electric installations. | ₹11530 | Standard Amperage | N/A | N/A | N/A | N/A | N/A | N/A | N/A | N/A | Grey White | N/A | N/A | N/A | N/A | N/A | N/A | N/A | Colour: Grey White ; Db Type: 8 Segment ; Door Type: Double Door ; Phase: TPN ; Number Of Ways: 4W | IP 42 Protection , Detachable Gland Plates , Earthing Bolt with Door Earthing , Insulated Bus Bar , Insertion mark , Flush & Surface mounting , Equipped with N-bar, E-Bar , IS/IEC Certified | This DB has phase segregation and separation between incomer and outgoings. | https://polycab.com/distribution-board-double-door-grey-white-tpn-phase-4w-4/c-5005/p-55730 | /Polycab/Switchgear/polycab_distribution_board_switchgear/images/Distribution_Board_Grey_White_image.png | Downloaded
Decour TBox DB | Distribution Board | Switchgear | Polycab |  | Polycab distribution board are used for the supply and control of electric installations. | ₹4509 | Standard Amperage | N/A | N/A | N/A | N/A | N/A | N/A | N/A | N/A | Transparent Door | N/A | N/A | N/A | N/A | N/A | N/A | N/A | Colour: Transparent Door ; Db Type: Decour TBox DB ; Door Type: Double Door ; Phase: SPN ; Number Of Ways: 14W | IP 43 Protection , Transparent Door , Easy To Install , Reversible Door , 180 Degree Door Opening , IS/IEC Certified | The distribution board is not merely an enclosure, but a composite system in itself, through which the power is distributed to various circuits received from a single source of supply. Enclosure may be single door or double door comprising copper busbars, brass neutral links, and earth links to facilitate effective distribution of current | https://polycab.com/decour-tbox-db-double-door-transparent-door-spn-phase-14w/c-5005/p-55802 | /Polycab/Switchgear/polycab_distribution_board_switchgear/images/Decour_TBox_DB_Transparent_Door_image.png | Downloaded
Distribution Board | Distribution Board | Switchgear | Polycab |  | Polycab distribution board are used for the supply and control of electric installations. | ₹3538 | Standard Amperage | N/A | N/A | N/A | N/A | N/A | N/A | N/A | N/A | Grey White | N/A | N/A | N/A | N/A | N/A | N/A | N/A | Colour: Grey White ; Db Type: DB ; Door Type: Single Door ; Phase: TPN ; Number Of Ways: 4W 8+12 | IP 30 Protection , Detachable Gland Plates , Earthing Bolt , Insulated Bus Bar , Insertion mark , Flush & Surface mounting , Equipped with N-bar, E-Bar , IS/IEC Certified | The distribution board is not merely an enclosure, but a composite system in itself, through which the power is distributed to various circuits received from a single source of supply. Enclosure may be single door or double door comprising copper busbars, brass neutral links, and earth links to facilitate effective distribution of current | https://polycab.com/distribution-board-single-door-grey-white-tpn-phase-4w-8plus12/c-5005/p-55695 | /Polycab/Switchgear/polycab_distribution_board_switchgear/images/Distribution_Board_Grey_White_image.png | Downloaded
Distribution Board | Distribution Board | Switchgear | Polycab |  | Polycab distribution board are used for the supply and control of electric installations. | ₹13451 | Standard Amperage | N/A | N/A | N/A | N/A | N/A | N/A | N/A | N/A | Grey White | N/A | N/A | N/A | N/A | N/A | N/A | N/A | Colour: Grey White ; Db Type: 7 Segment ; Door Type: Double Door ; Phase: TPN ; Number Of Ways: 6W | IP 42 Protection , Detachable Gland Plates , Earthing Bolt with Door Earthing , Insulated Bus Bar , Insertion mark , Flush & Surface mounting , Equipped with N-bar, E-Bar , IS/IEC Certified | This DB has phase segregation and separation between incomer and outgoings. It is a distribution board which has 7 segments, one for Main incomer, three as sub incomer for each phase and three for singlephase outgoing is called a 7 segment DB | https://polycab.com/distribution-board-double-door-grey-white-tpn-phase-6w/c-5005/p-55727 | /Polycab/Switchgear/polycab_distribution_board_switchgear/images/Distribution_Board_Grey_White_image.png | Downloaded
Distribution Board | Distribution Board | Switchgear | Polycab |  | Polycab distribution board are used for the supply and control of electric installations. | ₹5167 | Standard Amperage | N/A | N/A | N/A | N/A | N/A | N/A | N/A | N/A | Grey White | N/A | N/A | N/A | N/A | N/A | N/A | N/A | Colour: Grey White ; Db Type: TV TEL DB ; Door Type: Double Door ; Phase: SPN ; Number Of Ways: 6W | IP 42 Protection , Detachable Gland Plates , Earthing Bolt with Door Earthing , Insulated Bus Bar , Insertion mark , Flush & Surface mounting , Equipped with N-bar, E-Bar , IS/IEC Certified | TV/telephone DB is used to safely and efficiently distribute TV and telephone signals. | https://polycab.com/distribution-board-double-door-grey-white-spn-phase-6w-2/c-5005/p-55752 | /Polycab/Switchgear/polycab_distribution_board_switchgear/images/Distribution_Board_Grey_White_image.png | Downloaded
Decour Texture DB | Distribution Board | Switchgear | Polycab |  | Polycab distribution board are used for the supply and control of electric installations. | ₹2727 | Standard Amperage | N/A | N/A | N/A | N/A | N/A | N/A | N/A | N/A | Marble Texture | N/A | N/A | N/A | N/A | N/A | N/A | N/A | Colour: Marble Texture ; Db Type: Decour DB ; Door Type: Double Door ; Phase: SPN ; Number Of Ways: 4W | IP 43 Protection with Door Gasket , 180 Degree Door Opening , Designer Knob , Elegant Look , Textured Door , Hinge assembled door provision , Equipped with N-bar & E-Bar , IS/IEC Certified | The distribution board is not merely an enclosure, but a composite system in itself, through which the power is distributed to various circuits received from a single source of supply. Enclosure may be single door or double door comprising copper busbars, brass neutral links, and earth links to facilitate effective distribution of current | https://polycab.com/decour-texture-db-double-door-marble-texture-spn-phase-4w/c-5005/p-55785 | /Polycab/Switchgear/polycab_distribution_board_switchgear/images/Decour_Texture_DB_Marble_Texture_image.png | Downloaded
Distribution Board | Distribution Board | Switchgear | Polycab |  | Polycab distribution board are used for the supply and control of electric installations. | ₹1839 | Standard Amperage | N/A | N/A | N/A | N/A | N/A | N/A | N/A | N/A | Grey White | N/A | N/A | N/A | N/A | N/A | N/A | N/A | Colour: Grey White ; Db Type: DB ; Door Type: Double Door ; Phase: SPN ; Number Of Ways: 4W | IP 42 Protection , Detachable Gland Plates , Earthing Bolt with Door Earthing , Insulated Bus Bar , Insertion mark , Flush & Surface mounting , Equipped with N-bar, E-Bar , IS/IEC Certified | The distribution board is not merely an enclosure, but a composite system in itself, through which the power is distributed to various circuits received from a single source of supply. Enclosure may be single door or double door comprising copper busbars, brass neutral links, and earth links to facilitate effective distribution of current | https://polycab.com/distribution-board-double-door-grey-white-spn-phase-4w/c-5005/p-55689 | /Polycab/Switchgear/polycab_distribution_board_switchgear/images/Distribution_Board_Grey_White_image.png | Downloaded
Distribution Board | Distribution Board | Switchgear | Polycab |  | Polycab distribution board are used for the supply and control of electric installations. | ₹12537 | Standard Amperage | N/A | N/A | N/A | N/A | N/A | N/A | N/A | N/A | Grey White | N/A | N/A | N/A | N/A | N/A | N/A | N/A | Colour: Grey White ; Db Type: Acrylic DB ; Door Type: Double Door ; Phase: TPN ; Number Of Ways: 12W 8+36 | IP 42 Protection , Detachable Gland Plates , Earthing Bolt with Door Earthing , Insulated Bus Bar , Insertion mark , Flush & Surface mounting , Equipped with N-bar, E-Bar , IS/IEC Certified | The distribution board is not merely an enclosure, but a composite system in itself, through which the power is distributed to various circuits received from a single source of supply. Enclosure may be single door or double door comprising copper busbars, brass neutral links, and earth links to facilitate effective distribution of current | https://polycab.com/distribution-board-double-door-grey-white-tpn-phase-12w-8plus36-1/c-5005/p-55713 | /Polycab/Switchgear/polycab_distribution_board_switchgear/images/Distribution_Board_Grey_White_image.png | Downloaded
Decour Texture DB | Distribution Board | Switchgear | Polycab |  | Polycab distribution board are used for the supply and control of electric installations. | ₹4215 | Standard Amperage | N/A | N/A | N/A | N/A | N/A | N/A | N/A | N/A | Golden Passion | N/A | N/A | N/A | N/A | N/A | N/A | N/A | Colour: Golden Passion ; Db Type: Decour DB ; Door Type: Double Door ; Phase: SPN ; Number Of Ways: 12W | IP 43 Protection with Door Gasket , 180 Degree Door Opening , Designer Knob , Elegant Look , Textured Door , Hinge assembled door provision , Equipped with N-bar & E-Bar , IS/IEC Certified | The distribution board is not merely an enclosure, but a composite system in itself, through which the power is distributed to various circuits received from a single source of supply. Enclosure may be single door or double door comprising copper busbars, brass neutral links, and earth links to facilitate effective distribution of current | https://polycab.com/decour-texture-db-double-door-golden-passion-spn-phase-12w/c-5005/p-55797 | /Polycab/Switchgear/polycab_distribution_board_switchgear/images/Decour_Texture_DB_Golden_Passion_image.png | Downloaded
Distribution Board | Distribution Board | Switchgear | Polycab |  | Polycab distribution board are used for the supply and control of electric installations. | ₹17862 | Standard Amperage | N/A | N/A | N/A | N/A | N/A | N/A | N/A | N/A | Grey White | N/A | N/A | N/A | N/A | N/A | N/A | N/A | Colour: Grey White ; Db Type: PPI Vertical ; Door Type: Double Door ; Phase: TPN ; Number Of Ways: 12+2W 8+6+36 | IP 42 Protection , Detachable Gland Plates , Earthing Bolt with Door Earthing , Insulated Bus Bar , Insertion mark , Flush & Surface mounting , Equipped with N-bar, E-Bar , IS/IEC Certified | Per Phase Isolation (PPI) DB is used to separate three phases of power and isolates them electrically. The PPI DB uses three sub-incomer RCCBs and separate neutral bars to electrically isolate the three phases | https://polycab.com/distribution-board-double-door-grey-white-tpn-phase-12plus2w-8plus6plus36-1/c-5005/p-55725 | /Polycab/Switchgear/polycab_distribution_board_switchgear/images/Distribution_Board_Grey_White_image.png | Downloaded
Decour DB | Distribution Board | Switchgear | Polycab |  | Polycab distribution board are used for the supply and control of electric installations. | ₹6298 | Standard Amperage | N/A | N/A | N/A | N/A | N/A | N/A | N/A | N/A | Grey White | N/A | N/A | N/A | N/A | N/A | N/A | N/A | Colour: Grey White ; Db Type: Decour DB ; Door Type: Double Door ; Phase: TPN ; Number Of Ways: 6W 8+18 | IP 43 Protection with Door Gasket , 180 Degree Door Opening , Designer Knob , Elegant Look , Hinge assembled door provision , Equipped with N-bar & E-Bar , IS/IEC Certified | The distribution board is not merely an enclosure, but a composite system in itself, through which the power is distributed to various circuits received from a single source of supply. Enclosure may be single door or double door comprising copper busbars, brass neutral links, and earth links to facilitate effective distribution of current | https://polycab.com/decour-db-double-door-grey-white-tpn-phase-6w-8plus18/c-5005/p-55763 | /Polycab/Switchgear/polycab_distribution_board_switchgear/images/Decour_DB_Grey_White_image.png | Downloaded
Decour TBox DB | Distribution Board | Switchgear | Polycab |  | Polycab distribution board are used for the supply and control of electric installations. | ₹5248 | Standard Amperage | N/A | N/A | N/A | N/A | N/A | N/A | N/A | N/A | Transparent Door | N/A | N/A | N/A | N/A | N/A | N/A | N/A | Colour: Transparent Door ; Db Type: Decour TBox DB ; Door Type: Double Door ; Phase: SPN ; Number Of Ways: 19W | IP 43 Protection , Transparent Door , Easy To Install , Reversible Door , 180 Degree Door Opening , IS/IEC Certified | The distribution board is not merely an enclosure, but a composite system in itself, through which the power is distributed to various circuits received from a single source of supply. Enclosure may be single door or double door comprising copper busbars, brass neutral links, and earth links to facilitate effective distribution of current | https://polycab.com/decour-tbox-db-double-door-transparent-door-spn-phase-19w/c-5005/p-55803 | /Polycab/Switchgear/polycab_distribution_board_switchgear/images/Decour_TBox_DB_Transparent_Door_image.png | Downloaded
Distribution Board | Distribution Board | Switchgear | Polycab |  | Polycab distribution board are used for the supply and control of electric installations. | ₹4224 | Standard Amperage | N/A | N/A | N/A | N/A | N/A | N/A | N/A | N/A | Grey White | N/A | N/A | N/A | N/A | N/A | N/A | N/A | Colour: Grey White ; Db Type: DB ; Door Type: Single Door ; Phase: TPN ; Number Of Ways: 6W 8+18 | IP 30 Protection , Detachable Gland Plates , Earthing Bolt , Insulated Bus Bar , Insertion mark , Flush & Surface mounting , Equipped with N-bar, E-Bar , IS/IEC Certified | The distribution board is not merely an enclosure, but a composite system in itself, through which the power is distributed to various circuits received from a single source of supply. Enclosure may be single door or double door comprising copper busbars, brass neutral links, and earth links to facilitate effective distribution of current | https://polycab.com/distribution-board-single-door-grey-white-tpn-phase-6w-8plus18/c-5005/p-55696 | /Polycab/Switchgear/polycab_distribution_board_switchgear/images/Distribution_Board_Grey_White_image.png | Downloaded
Decour Texture DB | Distribution Board | Switchgear | Polycab |  | Polycab distribution board are used for the supply and control of electric installations. | ₹5561 | Standard Amperage | N/A | N/A | N/A | N/A | N/A | N/A | N/A | N/A | Golden Passion | N/A | N/A | N/A | N/A | N/A | N/A | N/A | Colour: Golden Passion ; Db Type: Decour DB ; Door Type: Double Door ; Phase: SPN ; Number Of Ways: 16W | IP 43 Protection with Door Gasket , 180 Degree Door Opening , Designer Knob , Elegant Look , Textured Door , Hinge assembled door provision , Equipped with N-bar & E-Bar , IS/IEC Certified | The distribution board is not merely an enclosure, but a composite system in itself, through which the power is distributed to various circuits received from a single source of supply. Enclosure may be single door or double door comprising copper busbars, brass neutral links, and earth links to facilitate effective distribution of current | https://polycab.com/decour-texture-db-double-door-golden-passion-spn-phase-16w/c-5005/p-55798 | /Polycab/Switchgear/polycab_distribution_board_switchgear/images/Decour_Texture_DB_Golden_Passion_image.png | Downloaded
Distribution Board | Distribution Board | Switchgear | Polycab |  | Polycab distribution board are used for the supply and control of electric installations. | ₹2125 | Standard Amperage | N/A | N/A | N/A | N/A | N/A | N/A | N/A | N/A | Grey White | N/A | N/A | N/A | N/A | N/A | N/A | N/A | Colour: Grey White ; Db Type: Acrylic DB ; Door Type: Double Door ; Phase: SPN ; Number Of Ways: 4W | IP 42 Protection , Detachable Gland Plates , Earthing Bolt with Door Earthing , Insulated Bus Bar , Insertion mark , Flush & Surface mounting , Equipped with N-bar, E-Bar , IS/IEC Certified | The distribution board is not merely an enclosure, but a composite system in itself, through which the power is distributed to various circuits received from a single source of supply. Enclosure may be single door or double door comprising copper busbars, brass neutral links, and earth links to facilitate effective distribution of current | https://polycab.com/distribution-board-double-door-grey-white-spn-phase-4w-1/c-5005/p-55704 | /Polycab/Switchgear/polycab_distribution_board_switchgear/images/Distribution_Board_Grey_White_image.png | Downloaded
Plug & Socket DB | Distribution Board | Switchgear | Polycab |  | Polycab distribution board are used for the supply and control of electric installations. | ₹3370 | 30A | N/A | N/A | N/A | N/A | N/A | N/A | N/A | N/A | Grey White | N/A | N/A | N/A | N/A | N/A | N/A | N/A | Colour: Grey White ; Db Type: Plug & Socket DB ; Door Type: Single Door ; Number Of Ways: 30A FP | IP 30 Protection , Surface Mounting , Earthing Bolt , IS/IEC Certified | Plug & Socket DB provides protection to independent single phase and three phase loads | https://polycab.com/plug-socket-db-single-door-grey-white-30a-fp/c-5005/p-55745 | /Polycab/Switchgear/polycab_distribution_board_switchgear/images/Plug_Socket_DB_Grey_White_image.png | Downloaded
Distribution Board | Distribution Board | Switchgear | Polycab |  | Polycab distribution board are used for the supply and control of electric installations. | ₹4804 | Standard Amperage | N/A | N/A | N/A | N/A | N/A | N/A | N/A | N/A | Grey White | N/A | N/A | N/A | N/A | N/A | N/A | N/A | Colour: Grey White ; Db Type: Flexi Tier ; Door Type: Double Door ; Phase: TPN ; Number Of Ways: 2 Tier 24M | IP 42 Protection , Detachable Gland Plates , Earthing Bolt with Door Earthing , Insulated Bus Bar , Insertion mark , Flush & Surface mounting , Equipped with N-bar, E-Bar , IS/IEC Certified | Flexi Tier DBs give total flexibility to mount any type and size of Modular devices as per load requirement. | https://polycab.com/distribution-board-double-door-grey-white-tpn-phase-2-tier-24m/c-5005/p-55734 | /Polycab/Switchgear/polycab_distribution_board_switchgear/images/Distribution_Board_Grey_White_image.png | Downloaded
Decour Texture DB | Distribution Board | Switchgear | Polycab |  | Polycab distribution board are used for the supply and control of electric installations. | ₹4215 | Standard Amperage | N/A | N/A | N/A | N/A | N/A | N/A | N/A | N/A | Marble Texture | N/A | N/A | N/A | N/A | N/A | N/A | N/A | Colour: Marble Texture ; Db Type: Decour DB ; Door Type: Double Door ; Phase: SPN ; Number Of Ways: 12W | IP 43 Protection with Door Gasket , 180 Degree Door Opening , Designer Knob , Elegant Look , Textured Door , Hinge assembled door provision , Equipped with N-bar & E-Bar , IS/IEC Certified | The distribution board is not merely an enclosure, but a composite system in itself, through which the power is distributed to various circuits received from a single source of supply. Enclosure may be single door or double door comprising copper busbars, brass neutral links, and earth links to facilitate effective distribution of current | https://polycab.com/decour-texture-db-double-door-marble-texture-spn-phase-12w/c-5005/p-55788 | /Polycab/Switchgear/polycab_distribution_board_switchgear/images/Decour_Texture_DB_Marble_Texture_image.png | Downloaded
Distribution Board | Distribution Board | Switchgear | Polycab |  | Polycab distribution board are used for the supply and control of electric installations. | ₹10885 | Standard Amperage | N/A | N/A | N/A | N/A | N/A | N/A | N/A | N/A | Grey White | N/A | N/A | N/A | N/A | N/A | N/A | N/A | Colour: Grey White ; Db Type: TV TEL DB ; Door Type: Double Door ; Phase: TPN ; Number Of Ways: 6W 8+18 | IP 42 Protection , Detachable Gland Plates , Earthing Bolt with Door Earthing , Insulated Bus Bar , Insertion mark , Flush & Surface mounting , Equipped with N-bar, E-Bar , IS/IEC Certified | TV/telephone DB is used to safely and efficiently distribute TV and telephone signals. | https://polycab.com/distribution-board-double-door-grey-white-tpn-phase-6w-8plus18-3/c-5005/p-55757 | /Polycab/Switchgear/polycab_distribution_board_switchgear/images/Distribution_Board_Grey_White_image.png | Downloaded
Plug & Socket DB | Distribution Board | Switchgear | Polycab |  | Polycab distribution board are used for the supply and control of electric installations. | ₹1093 | 20A | N/A | N/A | N/A | N/A | N/A | N/A | N/A | N/A | Grey White | N/A | N/A | N/A | N/A | N/A | N/A | N/A | Colour: Grey White ; Db Type: Plug & Socket DB ; Door Type: Single Door ; Number Of Ways: 20A SP | IP 30 Protection , Surface Mounting , Earthing Bolt , IS/IEC Certified | Plug & Socket DB provides protection to independent single phase and three phase loads | https://polycab.com/plug-socket-db-single-door-grey-white-20a-sp/c-5005/p-55742 | /Polycab/Switchgear/polycab_distribution_board_switchgear/images/Plug_Socket_DB_Grey_White_image.png | Downloaded
Decour Texture DB | Distribution Board | Switchgear | Polycab |  | Polycab distribution board are used for the supply and control of electric installations. | ₹13936 | Standard Amperage | N/A | N/A | N/A | N/A | N/A | N/A | N/A | N/A | Wooden Texture | N/A | N/A | N/A | N/A | N/A | N/A | N/A | Colour: Wooden Texture ; Db Type: Decour DB ; Door Type: Double Door ; Phase: TPN ; Number Of Ways: 12W 8+36 | IP 43 Protection with Door Gasket , 180 Degree Door Opening , Designer Knob , Elegant Look , Textured Door , Hinge assembled door provision , Equipped with N-bar & E-Bar , IS/IEC Certified | The distribution board is not merely an enclosure, but a composite system in itself, through which the power is distributed to various circuits received from a single source of supply. Enclosure may be single door or double door comprising copper busbars, brass neutral links, and earth links to facilitate effective distribution of current | https://polycab.com/decour-texture-db-double-door-wooden-texture-tpn-phase-12w-8plus36/c-5005/p-55775 | /Polycab/Switchgear/polycab_distribution_board_switchgear/images/Decour_Texture_DB_Wooden_Texture_image.png | Downloaded
Decour Texture DB | Distribution Board | Switchgear | Polycab |  | Polycab distribution board are used for the supply and control of electric installations. | ₹9527 | Standard Amperage | N/A | N/A | N/A | N/A | N/A | N/A | N/A | N/A | Wooden Texture | N/A | N/A | N/A | N/A | N/A | N/A | N/A | Colour: Wooden Texture ; Db Type: Decour DB ; Door Type: Double Door ; Phase: TPN ; Number Of Ways: 8W 8+24 | IP 43 Protection with Door Gasket , 180 Degree Door Opening , Designer Knob , Elegant Look , Textured Door , Hinge assembled door provision , Equipped with N-bar & E-Bar , IS/IEC Certified | The distribution board is not merely an enclosure, but a composite system in itself, through which the power is distributed to various circuits received from a single source of supply. Enclosure may be single door or double door comprising copper busbars, brass neutral links, and earth links to facilitate effective distribution of current | https://polycab.com/decour-texture-db-double-door-wooden-texture-tpn-phase-8w-8plus24/c-5005/p-55774 | /Polycab/Switchgear/polycab_distribution_board_switchgear/images/Decour_Texture_DB_Wooden_Texture_image.png | Downloaded
Distribution Board | Distribution Board | Switchgear | Polycab |  | Polycab distribution board are used for the supply and control of electric installations. | ₹2844 | Standard Amperage | N/A | N/A | N/A | N/A | N/A | N/A | N/A | N/A | Grey White | N/A | N/A | N/A | N/A | N/A | N/A | N/A | Colour: Grey White ; Db Type: DB ; Door Type: Double Door ; Phase: SPN ; Number Of Ways: 12W | IP 42 Protection , Detachable Gland Plates , Earthing Bolt with Door Earthing , Insulated Bus Bar , Insertion mark , Flush & Surface mounting , Equipped with N-bar, E-Bar , IS/IEC Certified | The distribution board is not merely an enclosure, but a composite system in itself, through which the power is distributed to various circuits received from a single source of supply. Enclosure may be single door or double door comprising copper busbars, brass neutral links, and earth links to facilitate effective distribution of current | https://polycab.com/distribution-board-double-door-grey-white-spn-phase-12w/c-5005/p-55692 | /Polycab/Switchgear/polycab_distribution_board_switchgear/images/Distribution_Board_Grey_White_image.png | Downloaded
Distribution Board | Distribution Board | Switchgear | Polycab |  | Polycab distribution board are used for the supply and control of electric installations. | ₹10919 | Standard Amperage | N/A | N/A | N/A | N/A | N/A | N/A | N/A | N/A | Grey White | N/A | N/A | N/A | N/A | N/A | N/A | N/A | Colour: Grey White ; Db Type: DB ; Door Type: Double Door ; Phase: TPN ; Number Of Ways: 12W 8+36 | IP 42 Protection , Detachable Gland Plates , Earthing Bolt with Door Earthing , Insulated Bus Bar , Insertion mark , Flush & Surface mounting , Equipped with N-bar, E-Bar , IS/IEC Certified | The distribution board is not merely an enclosure, but a composite system in itself, through which the power is distributed to various circuits received from a single source of supply. Enclosure may be single door or double door comprising copper busbars, brass neutral links, and earth links to facilitate effective distribution of current | https://polycab.com/distribution-board-double-door-grey-white-tpn-phase-12w-8plus36/c-5005/p-55703 | /Polycab/Switchgear/polycab_distribution_board_switchgear/images/Distribution_Board_Grey_White_image.png | Downloaded
Distribution Board | Distribution Board | Switchgear | Polycab |  | Polycab distribution board are used for the supply and control of electric installations. | ₹10228 | Standard Amperage | N/A | N/A | N/A | N/A | N/A | N/A | N/A | N/A | Grey White | N/A | N/A | N/A | N/A | N/A | N/A | N/A | Colour: Grey White ; Db Type: Acrylic DB ; Door Type: Double Door ; Phase: TPN ; Number Of Ways: 8W 8+24 | IP 42 Protection , Detachable Gland Plates , Earthing Bolt with Door Earthing , Insulated Bus Bar , Insertion mark , Flush & Surface mounting , Equipped with N-bar, E-Bar , IS/IEC Certified | The distribution board is not merely an enclosure, but a composite system in itself, through which the power is distributed to various circuits received from a single source of supply. Enclosure may be single door or double door comprising copper busbars, brass neutral links, and earth links to facilitate effective distribution of current | https://polycab.com/distribution-board-double-door-grey-white-tpn-phase-8w-8plus24-1/c-5005/p-55712 | /Polycab/Switchgear/polycab_distribution_board_switchgear/images/Distribution_Board_Grey_White_image.png | Downloaded
Distribution Board | Distribution Board | Switchgear | Polycab |  | Polycab distribution board are used for the supply and control of electric installations. | ₹15348 | Standard Amperage | N/A | N/A | N/A | N/A | N/A | N/A | N/A | N/A | Grey White | N/A | N/A | N/A | N/A | N/A | N/A | N/A | Colour: Grey White ; Db Type: Vertical DB ; Door Type: Double Door ; Phase: TPN ; Number Of Ways: 8W 8+24 | IP 42 Protection , Detachable Gland Plates , Earthing Bolt with Door Earthing , Insulated Bus Bar , Insertion mark , Flush & Surface mounting , Equipped with N-bar, E-Bar , IS/IEC Certified | The distribution board is not merely an enclosure, but a composite system in itself, through which the power is distributed to various circuits received from a single source of supply. Enclosure may be single door or double door comprising copper busbars, brass neutral links, and earth links to facilitate effective distribution of current | https://polycab.com/distribution-board-double-door-grey-white-tpn-phase-8w-8plus24-2/c-5005/p-55716 | /Polycab/Switchgear/polycab_distribution_board_switchgear/images/Distribution_Board_Grey_White_image.png | Downloaded
Distribution Board | Distribution Board | Switchgear | Polycab |  | Polycab distribution board are used for the supply and control of electric installations. | ₹6786 | Standard Amperage | N/A | N/A | N/A | N/A | N/A | N/A | N/A | N/A | Grey White | N/A | N/A | N/A | N/A | N/A | N/A | N/A | Colour: Grey White ; Db Type: PPI Vertical ; Door Type: Double Door ; Phase: TPN ; Number Of Ways: 4+2W 8+6+12 | IP 42 Protection , Detachable Gland Plates , Earthing Bolt with Door Earthing , Insulated Bus Bar , Insertion mark , Flush & Surface mounting , Equipped with N-bar, E-Bar , IS/IEC Certified | Per Phase Isolation (PPI) DB is used to separate three phases of power and isolates them electrically. The PPI DB uses three sub-incomer RCCBs and separate neutral bars to electrically isolate the three phases | https://polycab.com/distribution-board-double-door-grey-white-tpn-phase-4plus2w-8plus6plus12-1/c-5005/p-55722 | /Polycab/Switchgear/polycab_distribution_board_switchgear/images/Distribution_Board_Grey_White_image.png | Downloaded
Distribution Board | Distribution Board | Switchgear | Polycab |  | Polycab distribution board are used for the supply and control of electric installations. | ₹12926 | Standard Amperage | N/A | N/A | N/A | N/A | N/A | N/A | N/A | N/A | Grey White | N/A | N/A | N/A | N/A | N/A | N/A | N/A | Colour: Grey White ; Db Type: TV TEL DB ; Door Type: Double Door ; Phase: TPN ; Number Of Ways: 12W 8+36 | IP 42 Protection , Detachable Gland Plates , Earthing Bolt with Door Earthing , Insulated Bus Bar , Insertion mark , Flush & Surface mounting , Equipped with N-bar, E-Bar , IS/IEC Certified | TV/telephone DB is used to safely and efficiently distribute TV and telephone signals. | https://polycab.com/distribution-board-double-door-grey-white-tpn-phase-12w-8plus36-3/c-5005/p-55759 | /Polycab/Switchgear/polycab_distribution_board_switchgear/images/Distribution_Board_Grey_White_image.png | Downloaded
Distribution Board | Distribution Board | Switchgear | Polycab |  | Polycab distribution board are used for the supply and control of electric installations. | ₹7892 | Standard Amperage | N/A | N/A | N/A | N/A | N/A | N/A | N/A | N/A | Grey White | N/A | N/A | N/A | N/A | N/A | N/A | N/A | Colour: Grey White ; Db Type: Flexi Tier ; Door Type: Double Door ; Phase: TPN ; Number Of Ways: 4 Tier 40M | IP 42 Protection , Detachable Gland Plates , Earthing Bolt with Door Earthing , Insulated Bus Bar , Insertion mark , Flush & Surface mounting , Equipped with N-bar, E-Bar , IS/IEC Certified | Flexi Tier DBs give total flexibility to mount any type and size of Modular devices as per load requirement. | https://polycab.com/distribution-board-double-door-grey-white-tpn-phase-4-tier-40m/c-5005/p-55736 | /Polycab/Switchgear/polycab_distribution_board_switchgear/images/Distribution_Board_Grey_White_image.png | Downloaded
Distribution Board | Distribution Board | Switchgear | Polycab |  | Polycab distribution board are used for the supply and control of electric installations. | ₹5675 | Standard Amperage | N/A | N/A | N/A | N/A | N/A | N/A | N/A | N/A | Grey White | N/A | N/A | N/A | N/A | N/A | N/A | N/A | Colour: Grey White ; Db Type: DB ; Door Type: Double Door ; Phase: TPN ; Number Of Ways: 6W 8+18 | IP 42 Protection , Detachable Gland Plates , Earthing Bolt with Door Earthing , Insulated Bus Bar , Insertion mark , Flush & Surface mounting , Equipped with N-bar, E-Bar , IS/IEC Certified | The distribution board is not merely an enclosure, but a composite system in itself, through which the power is distributed to various circuits received from a single source of supply. Enclosure may be single door or double door comprising copper busbars, brass neutral links, and earth links to facilitate effective distribution of current | https://polycab.com/distribution-board-double-door-grey-white-tpn-phase-6w-8plus18/c-5005/p-55701 | /Polycab/Switchgear/polycab_distribution_board_switchgear/images/Distribution_Board_Grey_White_image.png | Downloaded
Distribution Board | Distribution Board | Switchgear | Polycab |  | Polycab distribution board are used for the supply and control of electric installations. | ₹7209 | Standard Amperage | N/A | N/A | N/A | N/A | N/A | N/A | N/A | N/A | Grey White | N/A | N/A | N/A | N/A | N/A | N/A | N/A | Colour: Grey White ; Db Type: TV TEL DB ; Door Type: Double Door ; Phase: SPN ; Number Of Ways: 16W | IP 42 Protection , Detachable Gland Plates , Earthing Bolt with Door Earthing , Insulated Bus Bar , Insertion mark , Flush & Surface mounting , Equipped with N-bar, E-Bar , IS/IEC Certified | TV/telephone DB is used to safely and efficiently distribute TV and telephone signals. | https://polycab.com/distribution-board-double-door-grey-white-spn-phase-16w-2/c-5005/p-55755 | /Polycab/Switchgear/polycab_distribution_board_switchgear/images/Distribution_Board_Grey_White_image.png | Downloaded
Distribution Board | Distribution Board | Switchgear | Polycab |  | Polycab distribution board are used for the supply and control of electric installations. | ₹13063 | Standard Amperage | N/A | N/A | N/A | N/A | N/A | N/A | N/A | N/A | Grey White | N/A | N/A | N/A | N/A | N/A | N/A | N/A | Colour: Grey White ; Db Type: PPI Horizontal ; Door Type: Double Door ; Phase: TPN ; Number Of Ways: 12+2W 8+6+36 | IP 42 Protection , Detachable Gland Plates , Earthing Bolt with Door Earthing , Insulated Bus Bar , Insertion mark , Flush & Surface mounting , Equipped with N-bar, E-Bar , IS/IEC Certified | Per Phase Isolation (PPI) DB is used to separate three phases of power and isolates them electrically. The PPI DB uses three sub-incomer RCCBs and separate neutral bars to electrically isolate the three phases | https://polycab.com/distribution-board-double-door-grey-white-tpn-phase-12plus2w-8plus6plus36/c-5005/p-55721 | /Polycab/Switchgear/polycab_distribution_board_switchgear/images/Distribution_Board_Grey_White_image.png | Downloaded
Decour TBox DB | Distribution Board | Switchgear | Polycab |  | Polycab distribution board are used for the supply and control of electric installations. | ₹2935 | Standard Amperage | N/A | N/A | N/A | N/A | N/A | N/A | N/A | N/A | Transparent Door | N/A | N/A | N/A | N/A | N/A | N/A | N/A | Colour: Transparent Door ; Db Type: Decour TBox DB ; Door Type: Double Door ; Phase: SPN ; Number Of Ways: 8W | IP 43 Protection , Transparent Door , Easy To Install , Reversible Door , 180 Degree Door Opening , IS/IEC Certified | The distribution board is not merely an enclosure, but a composite system in itself, through which the power is distributed to various circuits received from a single source of supply. Enclosure may be single door or double door comprising copper busbars, brass neutral links, and earth links to facilitate effective distribution of current | https://polycab.com/decour-tbox-db-double-door-transparent-door-spn-phase-8w/c-5005/p-55800 | /Polycab/Switchgear/polycab_distribution_board_switchgear/images/Decour_TBox_DB_Transparent_Door_image.png | Downloaded
Decour DB | Distribution Board | Switchgear | Polycab |  | Polycab distribution board are used for the supply and control of electric installations. | ₹2649 | Standard Amperage | N/A | N/A | N/A | N/A | N/A | N/A | N/A | N/A | Grey White | N/A | N/A | N/A | N/A | N/A | N/A | N/A | Colour: Grey White ; Db Type: Decour DB ; Door Type: Double Door ; Phase: SPN ; Number Of Ways: 8W | IP 43 Protection with Door Gasket , 180 Degree Door Opening , Designer Knob , Elegant Look , Hinge assembled door provision , Equipped with N-bar & E-Bar , IS/IEC Certified | The distribution board is not merely an enclosure, but a composite system in itself, through which the power is distributed to various circuits received from a single source of supply. Enclosure may be single door or double door comprising copper busbars, brass neutral links, and earth links to facilitate effective distribution of current | https://polycab.com/decour-db-double-door-grey-white-spn-phase-8w/c-5005/p-55768 | /Polycab/Switchgear/polycab_distribution_board_switchgear/images/Decour_DB_Grey_White_image.png | Downloaded
Distribution Board | Distribution Board | Switchgear | Polycab |  | Polycab distribution board are used for the supply and control of electric installations. | ₹2130 | Standard Amperage | N/A | N/A | N/A | N/A | N/A | N/A | N/A | N/A | Grey White | N/A | N/A | N/A | N/A | N/A | N/A | N/A | Colour: Grey White ; Db Type: DB ; Door Type: Double Door ; Phase: SPN ; Number Of Ways: 6W | IP 42 Protection , Detachable Gland Plates , Earthing Bolt with Door Earthing , Insulated Bus Bar , Insertion mark , Flush & Surface mounting , Equipped with N-bar, E-Bar , IS/IEC Certified | The distribution board is not merely an enclosure, but a composite system in itself, through which the power is distributed to various circuits received from a single source of supply. Enclosure may be single door or double door comprising copper busbars, brass neutral links, and earth links to facilitate effective distribution of current | https://polycab.com/distribution-board-double-door-grey-white-spn-phase-6w/c-5005/p-55690 | /Polycab/Switchgear/polycab_distribution_board_switchgear/images/Distribution_Board_Grey_White_image.png | Downloaded
Distribution Board | Distribution Board | Switchgear | Polycab |  | Polycab distribution board are used for the supply and control of electric installations. | ₹13755 | Standard Amperage | N/A | N/A | N/A | N/A | N/A | N/A | N/A | N/A | Grey White | N/A | N/A | N/A | N/A | N/A | N/A | N/A | Colour: Grey White ; Db Type: Vertical DB ; Door Type: Double Door ; Phase: TPN ; Number Of Ways: 6W 8+18 | IP 42 Protection , Detachable Gland Plates , Earthing Bolt with Door Earthing , Insulated Bus Bar , Insertion mark , Flush & Surface mounting , Equipped with N-bar, E-Bar , IS/IEC Certified | The distribution board is not merely an enclosure, but a composite system in itself, through which the power is distributed to various circuits received from a single source of supply. Enclosure may be single door or double door comprising copper busbars, brass neutral links, and earth links to facilitate effective distribution of current | https://polycab.com/distribution-board-double-door-grey-white-tpn-phase-6w-8plus18-2/c-5005/p-55715 | /Polycab/Switchgear/polycab_distribution_board_switchgear/images/Distribution_Board_Grey_White_image.png | Downloaded
Distribution Board | Distribution Board | Switchgear | Polycab |  | Polycab distribution board are used for the supply and control of electric installations. | ₹1949 | Standard Amperage | N/A | N/A | N/A | N/A | N/A | N/A | N/A | N/A | Grey White | N/A | N/A | N/A | N/A | N/A | N/A | N/A | Colour: Grey White ; Db Type: DB ; Door Type: Single Door ; Phase: SPN ; Number Of Ways: 12W | IP 30 Protection , Detachable Gland Plates , Earthing Bolt , Insulated Bus Bar , Insertion mark , Flush & Surface mounting , Equipped with N-bar, E-Bar , IS/IEC Certified | The distribution board is not merely an enclosure, but a composite system in itself, through which the power is distributed to various circuits received from a single source of supply. Enclosure may be single door or double door comprising copper busbars, brass neutral links, and earth links to facilitate effective distribution of current | https://polycab.com/distribution-board-single-door-grey-white-spn-phase-12w/c-5005/p-55687 | /Polycab/Switchgear/polycab_distribution_board_switchgear/images/Distribution_Board_Grey_White_image.png | Downloaded
Decour Texture DB | Distribution Board | Switchgear | Polycab |  | Polycab distribution board are used for the supply and control of electric installations. | ₹6773 | Standard Amperage | N/A | N/A | N/A | N/A | N/A | N/A | N/A | N/A | Marble Texture | N/A | N/A | N/A | N/A | N/A | N/A | N/A | Colour: Marble Texture ; Db Type: Decour DB ; Door Type: Double Door ; Phase: TPN ; Number Of Ways: 4W 8+12 | IP 43 Protection with Door Gasket , 180 Degree Door Opening , Designer Knob , Elegant Look , Textured Door , Hinge assembled door provision , Equipped with N-bar & E-Bar , IS/IEC Certified | The distribution board is not merely an enclosure, but a composite system in itself, through which the power is distributed to various circuits received from a single source of supply. Enclosure may be single door or double door comprising copper busbars, brass neutral links, and earth links to facilitate effective distribution of current | https://polycab.com/decour-texture-db-double-door-marble-texture-tpn-phase-4w-8plus12/c-5005/p-55781 | /Polycab/Switchgear/polycab_distribution_board_switchgear/images/Decour_Texture_DB_Marble_Texture_image.png | Downloaded
Decour Texture DB | Distribution Board | Switchgear | Polycab |  | Polycab distribution board are used for the supply and control of electric installations. | ₹9527 | Standard Amperage | N/A | N/A | N/A | N/A | N/A | N/A | N/A | N/A | Golden Passion | N/A | N/A | N/A | N/A | N/A | N/A | N/A | Colour: Golden Passion ; Db Type: Decour DB ; Door Type: Double Door ; Phase: TPN ; Number Of Ways: 8W 8+24 | IP 43 Protection with Door Gasket , 180 Degree Door Opening , Designer Knob , Elegant Look , Textured Door , Hinge assembled door provision , Equipped with N-bar & E-Bar , IS/IEC Certified | The distribution board is not merely an enclosure, but a composite system in itself, through which the power is distributed to various circuits received from a single source of supply. Enclosure may be single door or double door comprising copper busbars, brass neutral links, and earth links to facilitate effective distribution of current | https://polycab.com/decour-texture-db-double-door-golden-passion-tpn-phase-8w-8plus24/c-5005/p-55792 | /Polycab/Switchgear/polycab_distribution_board_switchgear/images/Decour_Texture_DB_Golden_Passion_image.png | Downloaded
Cliq DB | Distribution Board | Switchgear | Polycab |  | Polycab distribution board are used for the supply and control of electric installations. | ₹3011 | Standard Amperage | N/A | N/A | N/A | N/A | N/A | N/A | N/A | N/A | Transparent Door | N/A | N/A | N/A | N/A | N/A | N/A | N/A | Colour: Transparent Door ; Db Type: Cliq DB ; Door Type: Double Door ; Phase: SPN ; Number Of Ways: 16W | IP 42 Protection , Incoming Power Source Indication , Polycarbonate Transparent Cover , Press to Open Lock , IS/IEC Certified | The distribution board is not merely an enclosure, but a composite system in itself, through which the power is distributed to various circuits received from a single source of supply. Enclosure may be single door or double door comprising copper busbars, brass neutral links, and earth links to facilitate effective distribution of current | https://polycab.com/cliq-db-double-door-transparent-door-spn-phase-16w/c-5005/p-55808 | /Polycab/Switchgear/polycab_distribution_board_switchgear/images/Cliq_DB_Transparent_Door_image.png | Downloaded
Distribution Board | Distribution Board | Switchgear | Polycab |  | Polycab distribution board are used for the supply and control of electric installations. | ₹9070 | Standard Amperage | N/A | N/A | N/A | N/A | N/A | N/A | N/A | N/A | Grey White | N/A | N/A | N/A | N/A | N/A | N/A | N/A | Colour: Grey White ; Db Type: PPI Horizontal ; Door Type: Double Door ; Phase: TPN ; Number Of Ways: 6+2W 8+6+18 | IP 42 Protection , Detachable Gland Plates , Earthing Bolt with Door Earthing , Insulated Bus Bar , Insertion mark , Flush & Surface mounting , Equipped with N-bar, E-Bar , IS/IEC Certified | Per Phase Isolation (PPI) DB is used to separate three phases of power and isolates them electrically. The PPI DB uses three sub-incomer RCCBs and separate neutral bars to electrically isolate the three phases | https://polycab.com/distribution-board-double-door-grey-white-tpn-phase-6plus2w-8plus6plus18/c-5005/p-55719 | /Polycab/Switchgear/polycab_distribution_board_switchgear/images/Distribution_Board_Grey_White_image.png | Downloaded
Distribution Board | Distribution Board | Switchgear | Polycab |  | Polycab distribution board are used for the supply and control of electric installations. | ₹16160 | 63A | N/A | N/A | N/A | N/A | N/A | N/A | N/A | N/A | Grey White | N/A | N/A | N/A | N/A | N/A | N/A | N/A | Colour: Grey White ; Db Type: Phase Selector ; Door Type: Double Door ; Phase: TPN ; Number Of Ways: 6W 8+18 63A | IP 42 Protection , Detachable Gland Plates , Earthing Bolt with Door Earthing , Insulated Bus Bar , Insertion mark , Flush & Surface mounting , Equipped with N-bar, E-Bar , IS/IEC Certified | A phase selector distribution board is used to control and distribute electrical power supply to various circuits or loads. It comes with rotary selector switches and indicator options in order to see the status of each phase and it is also possible to change phase line to other line, if there is any interruption on the live phase line. | https://polycab.com/distribution-board-double-door-grey-white-tpn-phase-6w-8plus18-63a/c-5005/p-55749 | /Polycab/Switchgear/polycab_distribution_board_switchgear/images/Distribution_Board_Grey_White_image.png | Downloaded
Decour Texture DB | Distribution Board | Switchgear | Polycab |  | Polycab distribution board are used for the supply and control of electric installations. | ₹13936 | Standard Amperage | N/A | N/A | N/A | N/A | N/A | N/A | N/A | N/A | Golden Passion | N/A | N/A | N/A | N/A | N/A | N/A | N/A | Colour: Golden Passion ; Db Type: Decour DB ; Door Type: Double Door ; Phase: TPN ; Number Of Ways: 12W 8+36 | IP 43 Protection with Door Gasket , 180 Degree Door Opening , Designer Knob , Elegant Look , Textured Door , Hinge assembled door provision , Equipped with N-bar & E-Bar , IS/IEC Certified | The distribution board is not merely an enclosure, but a composite system in itself, through which the power is distributed to various circuits received from a single source of supply. Enclosure may be single door or double door comprising copper busbars, brass neutral links, and earth links to facilitate effective distribution of current | https://polycab.com/decour-texture-db-double-door-golden-passion-tpn-phase-12w-8plus36/c-5005/p-55793 | /Polycab/Switchgear/polycab_distribution_board_switchgear/images/Decour_Texture_DB_Golden_Passion_image.png | Downloaded
Distribution Board | Distribution Board | Switchgear | Polycab |  | Polycab distribution board are used for the supply and control of electric installations. | ₹3549 | Standard Amperage | N/A | N/A | N/A | N/A | N/A | N/A | N/A | N/A | Grey White | N/A | N/A | N/A | N/A | N/A | N/A | N/A | Colour: Grey White ; Db Type: Acrylic DB ; Door Type: Double Door ; Phase: SPN ; Number Of Ways: 12W | IP 42 Protection , Detachable Gland Plates , Earthing Bolt with Door Earthing , Insulated Bus Bar , Insertion mark , Flush & Surface mounting , Equipped with N-bar, E-Bar , IS/IEC Certified | The distribution board is not merely an enclosure, but a composite system in itself, through which the power is distributed to various circuits received from a single source of supply. Enclosure may be single door or double door comprising copper busbars, brass neutral links, and earth links to facilitate effective distribution of current | https://polycab.com/distribution-board-double-door-grey-white-spn-phase-12w-1/c-5005/p-55707 | /Polycab/Switchgear/polycab_distribution_board_switchgear/images/Distribution_Board_Grey_White_image.png | Downloaded
Decour Texture DB | Distribution Board | Switchgear | Polycab |  | Polycab distribution board are used for the supply and control of electric installations. | ₹2727 | Standard Amperage | N/A | N/A | N/A | N/A | N/A | N/A | N/A | N/A | Wooden Texture | N/A | N/A | N/A | N/A | N/A | N/A | N/A | Colour: Wooden Texture ; Db Type: Decour DB ; Door Type: Double Door ; Phase: SPN ; Number Of Ways: 4W | IP 43 Protection with Door Gasket , 180 Degree Door Opening , Designer Knob , Elegant Look , Textured Door , Hinge assembled door provision , Equipped with N-bar & E-Bar , IS/IEC Certified | The distribution board is not merely an enclosure, but a composite system in itself, through which the power is distributed to various circuits received from a single source of supply. Enclosure may be single door or double door comprising copper busbars, brass neutral links, and earth links to facilitate effective distribution of current | https://polycab.com/decour-texture-db-double-door-wooden-texture-spn-phase-4w/c-5005/p-55776 | /Polycab/Switchgear/polycab_distribution_board_switchgear/images/Decour_Texture_DB_Wooden_Texture_image.png | Downloaded
Distribution Board | Distribution Board | Switchgear | Polycab |  | Polycab distribution board are used for the supply and control of electric installations. | ₹5711 | Standard Amperage | N/A | N/A | N/A | N/A | N/A | N/A | N/A | N/A | Grey White | N/A | N/A | N/A | N/A | N/A | N/A | N/A | Colour: Grey White ; Db Type: TV TEL DB ; Door Type: Double Door ; Phase: SPN ; Number Of Ways: 8W | IP 42 Protection , Detachable Gland Plates , Earthing Bolt with Door Earthing , Insulated Bus Bar , Insertion mark , Flush & Surface mounting , Equipped with N-bar, E-Bar , IS/IEC Certified | TV/telephone DB is used to safely and efficiently distribute TV and telephone signals. | https://polycab.com/distribution-board-double-door-grey-white-spn-phase-8w-2/c-5005/p-55753 | /Polycab/Switchgear/polycab_distribution_board_switchgear/images/Distribution_Board_Grey_White_image.png | Downloaded
Decour Texture DB | Distribution Board | Switchgear | Polycab |  | Polycab distribution board are used for the supply and control of electric installations. | ₹2727 | Standard Amperage | N/A | N/A | N/A | N/A | N/A | N/A | N/A | N/A | Golden Passion | N/A | N/A | N/A | N/A | N/A | N/A | N/A | Colour: Golden Passion ; Db Type: Decour DB ; Door Type: Double Door ; Phase: SPN ; Number Of Ways: 4W | IP 43 Protection with Door Gasket , 180 Degree Door Opening , Designer Knob , Elegant Look , Textured Door , Hinge assembled door provision , Equipped with N-bar & E-Bar , IS/IEC Certified | The distribution board is not merely an enclosure, but a composite system in itself, through which the power is distributed to various circuits received from a single source of supply. Enclosure may be single door or double door comprising copper busbars, brass neutral links, and earth links to facilitate effective distribution of current | https://polycab.com/decour-texture-db-double-door-golden-passion-spn-phase-4w/c-5005/p-55794 | /Polycab/Switchgear/polycab_distribution_board_switchgear/images/Decour_Texture_DB_Golden_Passion_image.png | Downloaded
Distribution Board | Distribution Board | Switchgear | Polycab |  | Polycab distribution board are used for the supply and control of electric installations. | ₹2412 | Standard Amperage | N/A | N/A | N/A | N/A | N/A | N/A | N/A | N/A | Grey White | N/A | N/A | N/A | N/A | N/A | N/A | N/A | Colour: Grey White ; Db Type: DB ; Door Type: Single Door ; Phase: SPN ; Number Of Ways: 16W | IP 30 Protection , Detachable Gland Plates , Earthing Bolt , Insulated Bus Bar , Insertion mark , Flush & Surface mounting , Equipped with N-bar, E-Bar , IS/IEC Certified | The distribution board is not merely an enclosure, but a composite system in itself, through which the power is distributed to various circuits received from a single source of supply. Enclosure may be single door or double door comprising copper busbars, brass neutral links, and earth links to facilitate effective distribution of current | https://polycab.com/distribution-board-single-door-grey-white-spn-phase-16w/c-5005/p-55688 | /Polycab/Switchgear/polycab_distribution_board_switchgear/images/Distribution_Board_Grey_White_image.png | Downloaded
Decour DB | Distribution Board | Switchgear | Polycab |  | Polycab distribution board are used for the supply and control of electric installations. | ₹2097 | Standard Amperage | N/A | N/A | N/A | N/A | N/A | N/A | N/A | N/A | Grey White | N/A | N/A | N/A | N/A | N/A | N/A | N/A | Colour: Grey White ; Db Type: Decour DB ; Door Type: Double Door ; Phase: SPN ; Number Of Ways: 4W | IP 43 Protection with Door Gasket , 180 Degree Door Opening , Designer Knob , Elegant Look , Hinge assembled door provision , Equipped with N-bar & E-Bar , IS/IEC Certified | The distribution board is not merely an enclosure, but a composite system in itself, through which the power is distributed to various circuits received from a single source of supply. Enclosure may be single door or double door comprising copper busbars, brass neutral links, and earth links to facilitate effective distribution of current | https://polycab.com/decour-db-double-door-grey-white-spn-phase-4w/c-5005/p-55766 | /Polycab/Switchgear/polycab_distribution_board_switchgear/images/Decour_DB_Grey_White_image.png | Downloaded
Plug & Socket DB | Distribution Board | Switchgear | Polycab |  | Polycab distribution board are used for the supply and control of electric installations. | ₹1531 | 20A | N/A | N/A | N/A | N/A | N/A | N/A | N/A | N/A | Grey White | N/A | N/A | N/A | N/A | N/A | N/A | N/A | Colour: Grey White ; Db Type: Plug & Socket DB ; Door Type: Single Door ; Number Of Ways: 20A DP | IP 30 Protection , Surface Mounting , Earthing Bolt , IS/IEC Certified | Plug & Socket DB provides protection to independent single phase and three phase loads | https://polycab.com/plug-socket-db-single-door-grey-white-20a-dp/c-5005/p-55743 | /Polycab/Switchgear/polycab_distribution_board_switchgear/images/Plug_Socket_DB_Grey_White_image.png | Downloaded
Distribution Board | Distribution Board | Switchgear | Polycab |  | Polycab distribution board are used for the supply and control of electric installations. | ₹19910 | Standard Amperage | N/A | N/A | N/A | N/A | N/A | N/A | N/A | N/A | Grey White | N/A | N/A | N/A | N/A | N/A | N/A | N/A | Colour: Grey White ; Db Type: Vertical DB ; Door Type: Double Door ; Phase: TPN ; Number Of Ways: 12W 8+36 | IP 42 Protection , Detachable Gland Plates , Earthing Bolt with Door Earthing , Insulated Bus Bar , Insertion mark , Flush & Surface mounting , Equipped with N-bar, E-Bar , IS/IEC Certified | The distribution board is not merely an enclosure, but a composite system in itself, through which the power is distributed to various circuits received from a single source of supply. Enclosure may be single door or double door comprising copper busbars, brass neutral links, and earth links to facilitate effective distribution of current | https://polycab.com/distribution-board-double-door-grey-white-tpn-phase-12w-8plus36-2/c-5005/p-55717 | /Polycab/Switchgear/polycab_distribution_board_switchgear/images/Distribution_Board_Grey_White_image.png | Downloaded
Distribution Board | Distribution Board | Switchgear | Polycab |  | Polycab distribution board are used for the supply and control of electric installations. | ₹3751 | Standard Amperage | N/A | N/A | N/A | N/A | N/A | N/A | N/A | N/A | Grey White | N/A | N/A | N/A | N/A | N/A | N/A | N/A | Colour: Grey White ; Db Type: DB ; Door Type: Double Door ; Phase: SPN ; Number Of Ways: 16W | IP 42 Protection , Detachable Gland Plates , Earthing Bolt with Door Earthing , Insulated Bus Bar , Insertion mark , Flush & Surface mounting , Equipped with N-bar, E-Bar , IS/IEC Certified | The distribution board is not merely an enclosure, but a composite system in itself, through which the power is distributed to various circuits received from a single source of supply. Enclosure may be single door or double door comprising copper busbars, brass neutral links, and earth links to facilitate effective distribution of current | https://polycab.com/distribution-board-double-door-grey-white-spn-phase-16w/c-5005/p-55693 | /Polycab/Switchgear/polycab_distribution_board_switchgear/images/Distribution_Board_Grey_White_image.png | Downloaded
Distribution Board | Distribution Board | Switchgear | Polycab |  | Polycab distribution board are used for the supply and control of electric installations. | ₹1332 | Standard Amperage | N/A | N/A | N/A | N/A | N/A | N/A | N/A | N/A | Grey White | N/A | N/A | N/A | N/A | N/A | N/A | N/A | Colour: Grey White ; Db Type: DB ; Door Type: Single Door ; Phase: SPN ; Number Of Ways: 6W | IP 30 Protection , Detachable Gland Plates , Earthing Bolt , Insulated Bus Bar , Insertion mark , Flush & Surface mounting , Equipped with N-bar, E-Bar , IS/IEC Certified | The distribution board is not merely an enclosure, but a composite system in itself, through which the power is distributed to various circuits received from a single source of supply. Enclosure may be single door or double door comprising copper busbars, brass neutral links, and earth links to facilitate effective distribution of current | https://polycab.com/distribution-board-single-door-grey-white-spn-phase-6w/c-5005/p-55685 | /Polycab/Switchgear/polycab_distribution_board_switchgear/images/Distribution_Board_Grey_White_image.png | Downloaded
Distribution Board | Distribution Board | Switchgear | Polycab |  | Polycab distribution board are used for the supply and control of electric installations. | ₹7885 | Standard Amperage | N/A | N/A | N/A | N/A | N/A | N/A | N/A | N/A | Grey White | N/A | N/A | N/A | N/A | N/A | N/A | N/A | Colour: Grey White ; Db Type: Acrylic DB ; Door Type: Double Door ; Phase: TPN ; Number Of Ways: 6W 8+18 | IP 42 Protection , Detachable Gland Plates , Earthing Bolt with Door Earthing , Insulated Bus Bar , Insertion mark , Flush & Surface mounting , Equipped with N-bar, E-Bar , IS/IEC Certified | The distribution board is not merely an enclosure, but a composite system in itself, through which the power is distributed to various circuits received from a single source of supply. Enclosure may be single door or double door comprising copper busbars, brass neutral links, and earth links to facilitate effective distribution of current | https://polycab.com/distribution-board-double-door-grey-white-tpn-phase-6w-8plus18-1/c-5005/p-55711 | /Polycab/Switchgear/polycab_distribution_board_switchgear/images/Distribution_Board_Grey_White_image.png | Downloaded
Distribution Board | Distribution Board | Switchgear | Polycab |  | Polycab distribution board are used for the supply and control of electric installations. | ₹15427 | 40A | N/A | N/A | N/A | N/A | N/A | N/A | N/A | N/A | Grey White | N/A | N/A | N/A | N/A | N/A | N/A | N/A | Colour: Grey White ; Db Type: Phase Selector ; Door Type: Double Door ; Phase: TPN ; Number Of Ways: 8W 8+24 40A | IP 42 Protection , Detachable Gland Plates , Earthing Bolt with Door Earthing , Insulated Bus Bar , Insertion mark , Flush & Surface mounting , Equipped with N-bar, E-Bar , IS/IEC Certified | A phase selector distribution board is used to control and distribute electrical power supply to various circuits or loads. It comes with rotary selector switches and indicator options in order to see the status of each phase and it is also possible to change phase line to other line, if there is any interruption on the live phase line. | https://polycab.com/distribution-board-double-door-grey-white-tpn-phase-8w-8plus24-40a/c-5005/p-55750 | /Polycab/Switchgear/polycab_distribution_board_switchgear/images/Distribution_Board_Grey_White_image.png | Downloaded
Decour Texture DB | Distribution Board | Switchgear | Polycab |  | Polycab distribution board are used for the supply and control of electric installations. | ₹7558 | Standard Amperage | N/A | N/A | N/A | N/A | N/A | N/A | N/A | N/A | Golden Passion | N/A | N/A | N/A | N/A | N/A | N/A | N/A | Colour: Golden Passion ; Db Type: Decour DB ; Door Type: Double Door ; Phase: TPN ; Number Of Ways: 6W 8+18 | IP 43 Protection with Door Gasket , 180 Degree Door Opening , Designer Knob , Elegant Look , Textured Door , Hinge assembled door provision , Equipped with N-bar & E-Bar , IS/IEC Certified | The distribution board is not merely an enclosure, but a composite system in itself, through which the power is distributed to various circuits received from a single source of supply. Enclosure may be single door or double door comprising copper busbars, brass neutral links, and earth links to facilitate effective distribution of current | https://polycab.com/decour-texture-db-double-door-golden-passion-tpn-phase-6w-8plus18/c-5005/p-55791 | /Polycab/Switchgear/polycab_distribution_board_switchgear/images/Decour_Texture_DB_Golden_Passion_image.png | Downloaded
Distribution Board | Distribution Board | Switchgear | Polycab |  | Polycab distribution board are used for the supply and control of electric installations. | ₹17651 | Standard Amperage | N/A | N/A | N/A | N/A | N/A | N/A | N/A | N/A | Grey White | N/A | N/A | N/A | N/A | N/A | N/A | N/A | Colour: Grey White ; Db Type: 8 Segment ; Door Type: Double Door ; Phase: TPN ; Number Of Ways: 8W | IP 42 Protection , Detachable Gland Plates , Earthing Bolt with Door Earthing , Insulated Bus Bar , Insertion mark , Flush & Surface mounting , Equipped with N-bar, E-Bar , IS/IEC Certified | This DB has phase segregation and separation between incomer and outgoings. | https://polycab.com/distribution-board-double-door-grey-white-tpn-phase-8w-4/c-5005/p-55732 | /Polycab/Switchgear/polycab_distribution_board_switchgear/images/Distribution_Board_Grey_White_image.png | Downloaded
Decour DB | Distribution Board | Switchgear | Polycab |  | Polycab distribution board are used for the supply and control of electric installations. | ₹7939 | Standard Amperage | N/A | N/A | N/A | N/A | N/A | N/A | N/A | N/A | Grey White | N/A | N/A | N/A | N/A | N/A | N/A | N/A | Colour: Grey White ; Db Type: Decour DB ; Door Type: Double Door ; Phase: TPN ; Number Of Ways: 8W 8+24 | IP 43 Protection with Door Gasket , 180 Degree Door Opening , Designer Knob , Elegant Look , Hinge assembled door provision , Equipped with N-bar & E-Bar , IS/IEC Certified | The distribution board is not merely an enclosure, but a composite system in itself, through which the power is distributed to various circuits received from a single source of supply. Enclosure may be single door or double door comprising copper busbars, brass neutral links, and earth links to facilitate effective distribution of current | https://polycab.com/decour-db-double-door-grey-white-tpn-phase-8w-8plus24/c-5005/p-55764 | /Polycab/Switchgear/polycab_distribution_board_switchgear/images/Decour_DB_Grey_White_image.png | Downloaded
Decour Texture DB | Distribution Board | Switchgear | Polycab |  | Polycab distribution board are used for the supply and control of electric installations. | ₹6773 | Standard Amperage | N/A | N/A | N/A | N/A | N/A | N/A | N/A | N/A | Wooden Texture | N/A | N/A | N/A | N/A | N/A | N/A | N/A | Colour: Wooden Texture ; Db Type: Decour DB ; Door Type: Double Door ; Phase: TPN ; Number Of Ways: 4W 8+12 | IP 43 Protection with Door Gasket , 180 Degree Door Opening , Designer Knob , Elegant Look , Textured Door , Hinge assembled door provision , Equipped with N-bar & E-Bar , IS/IEC Certified | The distribution board is not merely an enclosure, but a composite system in itself, through which the power is distributed to various circuits received from a single source of supply. Enclosure may be single door or double door comprising copper busbars, brass neutral links, and earth links to facilitate effective distribution of current | https://polycab.com/decour-texture-db-double-door-wooden-texture-tpn-phase-4w-8plus12/c-5005/p-55772 | /Polycab/Switchgear/polycab_distribution_board_switchgear/images/Decour_Texture_DB_Wooden_Texture_image.png | Downloaded
MCB Plastic Enclosure | Distribution Board | Switchgear | Polycab |  | Polycab distribution board are used for the supply and control of electric installations. | ₹123 | Standard Amperage | N/A | N/A | N/A | N/A | N/A | N/A | N/A | N/A | Grey White | N/A | N/A | N/A | N/A | N/A | N/A | N/A | Colour: Grey White ; Db Type: MCB Plastic Enclosure ; Phase: SP | Robust Design , Surface Mounting , IS/IEC Certified | MCB enclosures are used to connect the MCBs with the electrical circuit and provide them the mounting rails and necessary support | https://polycab.com/mcb-plastic-enclosure-grey-white-sp-phase/c-5005/p-55810 | /Polycab/Switchgear/polycab_distribution_board_switchgear/images/MCB_Plastic_Enclosure_Grey_White_image.png | Downloaded
Decour DB | Distribution Board | Switchgear | Polycab |  | Polycab distribution board are used for the supply and control of electric installations. | ₹4278 | Standard Amperage | N/A | N/A | N/A | N/A | N/A | N/A | N/A | N/A | Grey White | N/A | N/A | N/A | N/A | N/A | N/A | N/A | Colour: Grey White ; Db Type: Decour DB ; Door Type: Double Door ; Phase: SPN ; Number Of Ways: 16W | IP 43 Protection with Door Gasket , 180 Degree Door Opening , Designer Knob , Elegant Look , Hinge assembled door provision , Equipped with N-bar & E-Bar , IS/IEC Certified | The distribution board is not merely an enclosure, but a composite system in itself, through which the power is distributed to various circuits received from a single source of supply. Enclosure may be single door or double door comprising copper busbars, brass neutral links, and earth links to facilitate effective distribution of current | https://polycab.com/decour-db-double-door-grey-white-spn-phase-16w/c-5005/p-55770 | /Polycab/Switchgear/polycab_distribution_board_switchgear/images/Decour_DB_Grey_White_image.png | Downloaded
Distribution Board | Distribution Board | Switchgear | Polycab |  | Polycab distribution board are used for the supply and control of electric installations. | ₹4744 | Standard Amperage | N/A | N/A | N/A | N/A | N/A | N/A | N/A | N/A | Grey White | N/A | N/A | N/A | N/A | N/A | N/A | N/A | Colour: Grey White ; Db Type: Acrylic DB ; Door Type: Double Door ; Phase: SPN ; Number Of Ways: 16W | IP 42 Protection , Detachable Gland Plates , Earthing Bolt with Door Earthing , Insulated Bus Bar , Insertion mark , Flush & Surface mounting , Equipped with N-bar, E-Bar , IS/IEC Certified | The distribution board is not merely an enclosure, but a composite system in itself, through which the power is distributed to various circuits received from a single source of supply. Enclosure may be single door or double door comprising copper busbars, brass neutral links, and earth links to facilitate effective distribution of current | https://polycab.com/distribution-board-double-door-grey-white-spn-phase-16w-1/c-5005/p-55708 | /Polycab/Switchgear/polycab_distribution_board_switchgear/images/Distribution_Board_Grey_White_image.png | Downloaded
Distribution Board | Distribution Board | Switchgear | Polycab |  | Polycab distribution board are used for the supply and control of electric installations. | ₹19366 | Standard Amperage | N/A | N/A | N/A | N/A | N/A | N/A | N/A | N/A | Grey White | N/A | N/A | N/A | N/A | N/A | N/A | N/A | Colour: Grey White ; Db Type: 8 Segment ; Door Type: Double Door ; Phase: TPN ; Number Of Ways: 12W | IP 42 Protection , Detachable Gland Plates , Earthing Bolt with Door Earthing , Insulated Bus Bar , Insertion mark , Flush & Surface mounting , Equipped with N-bar, E-Bar , IS/IEC Certified | This DB has phase segregation and separation between incomer and outgoings. | https://polycab.com/distribution-board-double-door-grey-white-tpn-phase-12w-4/c-5005/p-55733 | /Polycab/Switchgear/polycab_distribution_board_switchgear/images/Distribution_Board_Grey_White_image.png | Downloaded
Cliq DB | Distribution Board | Switchgear | Polycab |  | Polycab distribution board are used for the supply and control of electric installations. | ₹1959 | Standard Amperage | N/A | N/A | N/A | N/A | N/A | N/A | N/A | N/A | Transparent Door | N/A | N/A | N/A | N/A | N/A | N/A | N/A | Colour: Transparent Door ; Db Type: Cliq DB ; Door Type: Double Door ; Phase: SPN ; Number Of Ways: 6W | IP 42 Protection , Incoming Power Source Indication , Polycarbonate Transparent Cover , Press to Open Lock , IS/IEC Certified | The distribution board is not merely an enclosure, but a composite system in itself, through which the power is distributed to various circuits received from a single source of supply. Enclosure may be single door or double door comprising copper busbars, brass neutral links, and earth links to facilitate effective distribution of current | https://polycab.com/cliq-db-double-door-transparent-door-spn-phase-6w/c-5005/p-55805 | /Polycab/Switchgear/polycab_distribution_board_switchgear/images/Cliq_DB_Transparent_Door_image.png | Downloaded
Decour DB | Distribution Board | Switchgear | Polycab |  | Polycab distribution board are used for the supply and control of electric installations. | ₹5210 | Standard Amperage | N/A | N/A | N/A | N/A | N/A | N/A | N/A | N/A | Grey White | N/A | N/A | N/A | N/A | N/A | N/A | N/A | Colour: Grey White ; Db Type: Decour DB ; Door Type: Double Door ; Phase: TPN ; Number Of Ways: 4W 8+12 | IP 43 Protection with Door Gasket , 180 Degree Door Opening , Designer Knob , Elegant Look , Hinge assembled door provision , Equipped with N-bar & E-Bar , IS/IEC Certified | The distribution board is not merely an enclosure, but a composite system in itself, through which the power is distributed to various circuits received from a single source of supply. Enclosure may be single door or double door comprising copper busbars, brass neutral links, and earth links to facilitate effective distribution of current | https://polycab.com/decour-db-double-door-grey-white-tpn-phase-4w-8plus12/c-5005/p-55762 | /Polycab/Switchgear/polycab_distribution_board_switchgear/images/Decour_DB_Grey_White_image.png | Downloaded
Distribution Board | Distribution Board | Switchgear | Polycab |  | Polycab distribution board are used for the supply and control of electric installations. | ₹6308 | Standard Amperage | N/A | N/A | N/A | N/A | N/A | N/A | N/A | N/A | Grey White | N/A | N/A | N/A | N/A | N/A | N/A | N/A | Colour: Grey White ; Db Type: Flexi Tier ; Door Type: Double Door ; Phase: TPN ; Number Of Ways: 3 Tier 36M | IP 42 Protection , Detachable Gland Plates , Earthing Bolt with Door Earthing , Insulated Bus Bar , Insertion mark , Flush & Surface mounting , Equipped with N-bar, E-Bar , IS/IEC Certified | Flexi Tier DBs give total flexibility to mount any type and size of Modular devices as per load requirement. | https://polycab.com/distribution-board-double-door-grey-white-tpn-phase-3-tier-36m/c-5005/p-55735 | /Polycab/Switchgear/polycab_distribution_board_switchgear/images/Distribution_Board_Grey_White_image.png | Downloaded
Distribution Board | Distribution Board | Switchgear | Polycab |  | Polycab distribution board are used for the supply and control of electric installations. | ₹2863 | Standard Amperage | N/A | N/A | N/A | N/A | N/A | N/A | N/A | N/A | Grey White | N/A | N/A | N/A | N/A | N/A | N/A | N/A | Colour: Grey White ; Db Type: Acrylic DB ; Door Type: Double Door ; Phase: SPN ; Number Of Ways: 8W | IP 42 Protection , Detachable Gland Plates , Earthing Bolt with Door Earthing , Insulated Bus Bar , Insertion mark , Flush & Surface mounting , Equipped with N-bar, E-Bar , IS/IEC Certified | The distribution board is not merely an enclosure, but a composite system in itself, through which the power is distributed to various circuits received from a single source of supply. Enclosure may be single door or double door comprising copper busbars, brass neutral links, and earth links to facilitate effective distribution of current | https://polycab.com/distribution-board-double-door-grey-white-spn-phase-8w-1/c-5005/p-55706 | /Polycab/Switchgear/polycab_distribution_board_switchgear/images/Distribution_Board_Grey_White_image.png | Downloaded
Decour Texture DB | Distribution Board | Switchgear | Polycab |  | Polycab distribution board are used for the supply and control of electric installations. | ₹3444 | Standard Amperage | N/A | N/A | N/A | N/A | N/A | N/A | N/A | N/A | Wooden Texture | N/A | N/A | N/A | N/A | N/A | N/A | N/A | Colour: Wooden Texture ; Db Type: Decour DB ; Door Type: Double Door ; Phase: SPN ; Number Of Ways: 8W | IP 43 Protection with Door Gasket , 180 Degree Door Opening , Designer Knob , Elegant Look , Textured Door , Hinge assembled door provision , Equipped with N-bar & E-Bar , IS/IEC Certified | The distribution board is not merely an enclosure, but a composite system in itself, through which the power is distributed to various circuits received from a single source of supply. Enclosure may be single door or double door comprising copper busbars, brass neutral links, and earth links to facilitate effective distribution of current | https://polycab.com/decour-texture-db-double-door-wooden-texture-spn-phase-8w/c-5005/p-55778 | /Polycab/Switchgear/polycab_distribution_board_switchgear/images/Decour_Texture_DB_Wooden_Texture_image.png | Downloaded
Distribution Board | Distribution Board | Switchgear | Polycab |  | Polycab distribution board are used for the supply and control of electric installations. | ₹14359 | Standard Amperage | N/A | N/A | N/A | N/A | N/A | N/A | N/A | N/A | Grey White | N/A | N/A | N/A | N/A | N/A | N/A | N/A | Colour: Grey White ; Db Type: PPI Vertical ; Door Type: Double Door ; Phase: TPN ; Number Of Ways: 8+2W 8+6+24 | IP 42 Protection , Detachable Gland Plates , Earthing Bolt with Door Earthing , Insulated Bus Bar , Insertion mark , Flush & Surface mounting , Equipped with N-bar, E-Bar , IS/IEC Certified | Per Phase Isolation (PPI) DB is used to separate three phases of power and isolates them electrically. The PPI DB uses three sub-incomer RCCBs and separate neutral bars to electrically isolate the three phases | https://polycab.com/distribution-board-double-door-grey-white-tpn-phase-8plus2w-8plus6plus24-1/c-5005/p-55724 | /Polycab/Switchgear/polycab_distribution_board_switchgear/images/Distribution_Board_Grey_White_image.png | Downloaded
Distribution Board | Distribution Board | Switchgear | Polycab |  | Polycab distribution board are used for the supply and control of electric installations. | ₹13639 | 40A | N/A | N/A | N/A | N/A | N/A | N/A | N/A | N/A | Grey White | N/A | N/A | N/A | N/A | N/A | N/A | N/A | Colour: Grey White ; Db Type: Phase Selector ; Door Type: Double Door ; Phase: TPN ; Number Of Ways: 4W 8+12 40A | IP 42 Protection , Detachable Gland Plates , Earthing Bolt with Door Earthing , Insulated Bus Bar , Insertion mark , Flush & Surface mounting , Equipped with N-bar, E-Bar , IS/IEC Certified | A phase selector distribution board is used to control and distribute electrical power supply to various circuits or loads. It comes with rotary selector switches and indicator options in order to see the status of each phase and it is also possible to change phase line to other line if there is any interruption on the live phase line. | https://polycab.com/distribution-board-double-door-grey-white-tpn-phase-4w-8plus12-40a/c-5005/p-55746 | /Polycab/Switchgear/polycab_distribution_board_switchgear/images/Distribution_Board_Grey_White_image.png | Downloaded
Distribution Board | Distribution Board | Switchgear | Polycab |  | Polycab distribution board are used for the supply and control of electric installations. | ₹16143 | 63A | N/A | N/A | N/A | N/A | N/A | N/A | N/A | N/A | Grey White | N/A | N/A | N/A | N/A | N/A | N/A | N/A | Colour: Grey White ; Db Type: Phase Selector ; Door Type: Double Door ; Phase: TPN ; Number Of Ways: 4W 8+12 63A | IP 42 Protection , Detachable Gland Plates , Earthing Bolt with Door Earthing , Insulated Bus Bar , Insertion mark , Flush & Surface mounting , Equipped with N-bar, E-Bar , IS/IEC Certified | A phase selector distribution board is used to control and distribute electrical power supply to various circuits or loads. It comes with rotary selector switches and indicator options in order to see the status of each phase and it is also possible to change phase line to other line if there is any interruption on the live phase line. | https://polycab.com/distribution-board-double-door-grey-white-tpn-phase-4w-8plus12-63a/c-5005/p-55747 | /Polycab/Switchgear/polycab_distribution_board_switchgear/images/Distribution_Board_Grey_White_image.png | Downloaded
Distribution Board | Distribution Board | Switchgear | Polycab |  | Polycab distribution board are used for the supply and control of electric installations. | ₹10803 | Standard Amperage | N/A | N/A | N/A | N/A | N/A | N/A | N/A | N/A | Grey White | N/A | N/A | N/A | N/A | N/A | N/A | N/A | Colour: Grey White ; Db Type: PPI Horizontal ; Door Type: Double Door ; Phase: TPN ; Number Of Ways: 8+2W 8+6+24 | IP 42 Protection , Detachable Gland Plates , Earthing Bolt with Door Earthing , Insulated Bus Bar , Insertion mark , Flush & Surface mounting , Equipped with N-bar, E-Bar , IS/IEC Certified | Per Phase Isolation (PPI) DB is used to separate three phases of power and isolates them electrically. The PPI DB uses three sub-incomer RCCBs and separate neutral bars to electrically isolate the three phases | https://polycab.com/distribution-board-double-door-grey-white-tpn-phase-8plus2w-8plus6plus24/c-5005/p-55720 | /Polycab/Switchgear/polycab_distribution_board_switchgear/images/Distribution_Board_Grey_White_image.png | Downloaded
Cliq DB | Distribution Board | Switchgear | Polycab |  | Polycab distribution board are used for the supply and control of electric installations. | ₹2698 | Standard Amperage | N/A | N/A | N/A | N/A | N/A | N/A | N/A | N/A | Transparent Door | N/A | N/A | N/A | N/A | N/A | N/A | N/A | Colour: Transparent Door ; Db Type: Cliq DB ; Door Type: Double Door ; Phase: SPN ; Number Of Ways: 12W | IP 42 Protection , Incoming Power Source Indication , Polycarbonate Transparent Cover , Press to Open Lock , IS/IEC Certified | The distribution board is not merely an enclosure, but a composite system in itself, through which the power is distributed to various circuits received from a single source of supply. Enclosure may be single door or double door comprising copper busbars, brass neutral links, and earth links to facilitate effective distribution of current | https://polycab.com/cliq-db-double-door-transparent-door-spn-phase-12w/c-5005/p-55807 | /Polycab/Switchgear/polycab_distribution_board_switchgear/images/Cliq_DB_Transparent_Door_image.png | Downloaded
Distribution Board | Distribution Board | Switchgear | Polycab |  | Polycab distribution board are used for the supply and control of electric installations. | ₹5834 | Standard Amperage | N/A | N/A | N/A | N/A | N/A | N/A | N/A | N/A | Grey White | N/A | N/A | N/A | N/A | N/A | N/A | N/A | Colour: Grey White ; Db Type: Acrylic DB ; Door Type: Double Door ; Phase: TPN ; Number Of Ways: 4W 4+12 | IP 42 Protection , Detachable Gland Plates , Earthing Bolt with Door Earthing , Insulated Bus Bar , Insertion mark , Flush & Surface mounting , Equipped with N-bar, E-Bar , IS/IEC Certified | The distribution board is not merely an enclosure, but a composite system in itself, through which the power is distributed to various circuits received from a single source of supply. Enclosure may be single door or double door comprising copper busbars, brass neutral links, and earth links to facilitate effective distribution of current | https://polycab.com/distribution-board-double-door-grey-white-tpn-phase-4w-4plus12-1/c-5005/p-55709 | /Polycab/Switchgear/polycab_distribution_board_switchgear/images/Distribution_Board_Grey_White_image.png | Downloaded
Distribution Board | Distribution Board | Switchgear | Polycab |  | Polycab distribution board are used for the supply and control of electric installations. | ₹1203 | Standard Amperage | N/A | N/A | N/A | N/A | N/A | N/A | N/A | N/A | Grey White | N/A | N/A | N/A | N/A | N/A | N/A | N/A | Colour: Grey White ; Db Type: DB ; Door Type: Single Door ; Phase: SPN ; Number Of Ways: 4W | IP 30 Protection , Detachable Gland Plates , Earthing Bolt , Insulated Bus Bar , Insertion mark , Flush & Surface mounting , Equipped with N-bar, E-Bar , IS/IEC Certified | The distribution board is not merely an enclosure, but a composite system in itself, through which the power is distributed to various circuits received from a single source of supply. Enclosure may be single door or double door comprising copper busbars, brass neutral links, and earth links to facilitate effective distribution of current | https://polycab.com/distribution-board-single-door-grey-white-spn-phase-4w/c-5005/p-55684 | /Polycab/Switchgear/polycab_distribution_board_switchgear/images/Distribution_Board_Grey_White_image.png | Downloaded
Decour Texture DB | Distribution Board | Switchgear | Polycab |  | Polycab distribution board are used for the supply and control of electric installations. | ₹9527 | Standard Amperage | N/A | N/A | N/A | N/A | N/A | N/A | N/A | N/A | Marble Texture | N/A | N/A | N/A | N/A | N/A | N/A | N/A | Colour: Marble Texture ; Db Type: Decour DB ; Door Type: Double Door ; Phase: TPN ; Number Of Ways: 8W 8+24 | IP 43 Protection with Door Gasket , 180 Degree Door Opening , Designer Knob , Elegant Look , Textured Door , Hinge assembled door provision , Equipped with N-bar & E-Bar , IS/IEC Certified | The distribution board is not merely an enclosure, but a composite system in itself, through which the power is distributed to various circuits received from a single source of supply. Enclosure may be single door or double door comprising copper busbars, brass neutral links, and earth links to facilitate effective distribution of current | https://polycab.com/decour-texture-db-double-door-marble-texture-tpn-phase-8w-8plus24/c-5005/p-55783 | /Polycab/Switchgear/polycab_distribution_board_switchgear/images/Decour_Texture_DB_Marble_Texture_image.png | Downloaded
Distribution Board | Distribution Board | Switchgear | Polycab |  | Polycab distribution board are used for the supply and control of electric installations. | ₹4477 | Standard Amperage | N/A | N/A | N/A | N/A | N/A | N/A | N/A | N/A | Grey White | N/A | N/A | N/A | N/A | N/A | N/A | N/A | Colour: Grey White ; Db Type: DB ; Door Type: Double Door ; Phase: TPN ; Number Of Ways: 4W 4+12 | IP 42 Protection , Detachable Gland Plates , Earthing Bolt with Door Earthing , Insulated Bus Bar , Insertion mark , Flush & Surface mounting , Equipped with N-bar, E-Bar , IS/IEC Certified | The distribution board is not merely an enclosure, but a composite system in itself, through which the power is distributed to various circuits received from a single source of supply. Enclosure may be single door or double door comprising copper busbars, brass neutral links, and earth links to facilitate effective distribution of current | https://polycab.com/distribution-board-double-door-grey-white-tpn-phase-4w-4plus12/c-5005/p-55699 | /Polycab/Switchgear/polycab_distribution_board_switchgear/images/Distribution_Board_Grey_White_image.png | Downloaded
Distribution Board | Distribution Board | Switchgear | Polycab |  | Polycab distribution board are used for the supply and control of electric installations. | ₹6528 | Standard Amperage | N/A | N/A | N/A | N/A | N/A | N/A | N/A | N/A | Grey White | N/A | N/A | N/A | N/A | N/A | N/A | N/A | Colour: Grey White ; Db Type: TV TEL DB ; Door Type: Double Door ; Phase: SPN ; Number Of Ways: 12W | IP 42 Protection , Detachable Gland Plates , Earthing Bolt with Door Earthing , Insulated Bus Bar , Insertion mark , Flush & Surface mounting , Equipped with N-bar, E-Bar , IS/IEC Certified | TV/telephone DB is used to safely and efficiently distribute TV and telephone signals. | https://polycab.com/distribution-board-double-door-grey-white-spn-phase-12w-2/c-5005/p-55754 | /Polycab/Switchgear/polycab_distribution_board_switchgear/images/Distribution_Board_Grey_White_image.png | Downloaded
Distribution Board | Distribution Board | Switchgear | Polycab |  | Polycab distribution board are used for the supply and control of electric installations. | ₹3475 | Standard Amperage | N/A | N/A | N/A | N/A | N/A | N/A | N/A | N/A | Grey White | N/A | N/A | N/A | N/A | N/A | N/A | N/A | Colour: Grey White ; Db Type: DB ; Door Type: Single Door ; Phase: TPN ; Number Of Ways: 4W 4+12 | IP 30 Protection , Detachable Gland Plates , Earthing Bolt , Insulated Bus Bar , Insertion mark , Flush & Surface mounting , Equipped with N-bar, E-Bar , IS/IEC Certified | The distribution board is not merely an enclosure, but a composite system in itself, through which the power is distributed to various circuits received from a single source of supply. Enclosure may be single door or double door comprising copper busbars, brass neutral links, and earth links to facilitate effective distribution of current | https://polycab.com/distribution-board-single-door-grey-white-tpn-phase-4w-4plus12/c-5005/p-55694 | /Polycab/Switchgear/polycab_distribution_board_switchgear/images/Distribution_Board_Grey_White_image.png | Downloaded
Distribution Board | Distribution Board | Switchgear | Polycab |  | Polycab distribution board are used for the supply and control of electric installations. | ₹4695 | Standard Amperage | N/A | N/A | N/A | N/A | N/A | N/A | N/A | N/A | Grey White | N/A | N/A | N/A | N/A | N/A | N/A | N/A | Colour: Grey White ; Db Type: DB ; Door Type: Double Door ; Phase: TPN ; Number Of Ways: 4W 8+12 | IP 42 Protection , Detachable Gland Plates , Earthing Bolt with Door Earthing , Insulated Bus Bar , Insertion mark , Flush & Surface mounting , Equipped with N-bar, E-Bar , IS/IEC Certified | The distribution board is not merely an enclosure, but a composite system in itself, through which the power is distributed to various circuits received from a single source of supply. Enclosure may be single door or double door comprising copper busbars, brass neutral links, and earth links to facilitate effective distribution of current | https://polycab.com/distribution-board-double-door-grey-white-tpn-phase-4w-8plus12/c-5005/p-55700 | /Polycab/Switchgear/polycab_distribution_board_switchgear/images/Distribution_Board_Grey_White_image.png | Downloaded
Decour Texture DB | Distribution Board | Switchgear | Polycab |  | Polycab distribution board are used for the supply and control of electric installations. | ₹6773 | Standard Amperage | N/A | N/A | N/A | N/A | N/A | N/A | N/A | N/A | Golden Passion | N/A | N/A | N/A | N/A | N/A | N/A | N/A | Colour: Golden Passion ; Db Type: Decour DB ; Door Type: Double Door ; Phase: TPN ; Number Of Ways: 4W 8+12 | IP 43 Protection with Door Gasket , 180 Degree Door Opening , Designer Knob , Elegant Look , Textured Door , Hinge assembled door provision , Equipped with N-bar & E-Bar , IS/IEC Certified | The distribution board is not merely an enclosure, but a composite system in itself, through which the power is distributed to various circuits received from a single source of supply. Enclosure may be single door or double door comprising copper busbars, brass neutral links, and earth links to facilitate effective distribution of current | https://polycab.com/decour-texture-db-double-door-golden-passion-tpn-phase-4w-8plus12/c-5005/p-55790 | /Polycab/Switchgear/polycab_distribution_board_switchgear/images/Decour_Texture_DB_Golden_Passion_image.png | Downloaded
MCB Metal Enclosure | Distribution Board | Switchgear | Polycab |  | Polycab distribution board are used for the supply and control of electric installations. | ₹570 | Standard Amperage | N/A | N/A | N/A | N/A | N/A | N/A | N/A | N/A | Grey White | N/A | N/A | N/A | N/A | N/A | N/A | N/A | Colour: Grey White ; Db Type: MCB Metal Enclosure ; Door Type: Single Door ; Phase: FP | IP 30 Protection , Surface Mounting , Earthing Bolt , IS/IEC Certified | MCB enclosures are used to connect the MCBs with the electrical circuit and provide them the mounting rails and necessary support | https://polycab.com/mcb-metal-enclosure-single-door-grey-white-fp-phase/c-5005/p-55740 | /Polycab/Switchgear/polycab_distribution_board_switchgear/images/MCB_Metal_Enclosure_Grey_White_image.png | Downloaded
Distribution Board | Distribution Board | Switchgear | Polycab |  | Polycab distribution board are used for the supply and control of electric installations. | ₹9793 | Standard Amperage | N/A | N/A | N/A | N/A | N/A | N/A | N/A | N/A | Grey White | N/A | N/A | N/A | N/A | N/A | N/A | N/A | Colour: Grey White ; Db Type: PPI Vertical ; Door Type: Double Door ; Phase: TPN ; Number Of Ways: 6+2W 8+6+18 | IP 42 Protection , Detachable Gland Plates , Earthing Bolt with Door Earthing , Insulated Bus Bar , Insertion mark , Flush & Surface mounting , Equipped with N-bar, E-Bar , IS/IEC Certified | Per Phase Isolation (PPI) DB is used to separate three phases of power and isolates them electrically. The PPI DB uses three sub-incomer RCCBs and separate neutral bars to electrically isolate the three phases | https://polycab.com/distribution-board-double-door-grey-white-tpn-phase-6plus2w-8plus6plus18-1/c-5005/p-55723 | /Polycab/Switchgear/polycab_distribution_board_switchgear/images/Distribution_Board_Grey_White_image.png | Downloaded
Distribution Board | Distribution Board | Switchgear | Polycab |  | Polycab distribution board are used for the supply and control of electric installations. | ₹6275 | Standard Amperage | N/A | N/A | N/A | N/A | N/A | N/A | N/A | N/A | Grey White | N/A | N/A | N/A | N/A | N/A | N/A | N/A | Colour: Grey White ; Db Type: Acrylic DB ; Door Type: Double Door ; Phase: TPN ; Number Of Ways: 4W 8+12 | IP 42 Protection , Detachable Gland Plates , Earthing Bolt with Door Earthing , Insulated Bus Bar , Insertion mark , Flush & Surface mounting , Equipped with N-bar, E-Bar , IS/IEC Certified | The distribution board is not merely an enclosure, but a composite system in itself, through which the power is distributed to various circuits received from a single source of supply. Enclosure may be single door or double door comprising copper busbars, brass neutral links, and earth links to facilitate effective distribution of current | https://polycab.com/distribution-board-double-door-grey-white-tpn-phase-4w-8plus12-1/c-5005/p-55710 | /Polycab/Switchgear/polycab_distribution_board_switchgear/images/Distribution_Board_Grey_White_image.png | Downloaded
Cliq DB | Distribution Board | Switchgear | Polycab |  | Polycab distribution board are used for the supply and control of electric installations. | ₹2242 | Standard Amperage | N/A | N/A | N/A | N/A | N/A | N/A | N/A | N/A | Transparent Door | N/A | N/A | N/A | N/A | N/A | N/A | N/A | Colour: Transparent Door ; Db Type: Cliq DB ; Door Type: Double Door ; Phase: SPN ; Number Of Ways: 8W | IP 42 Protection , Incoming Power Source Indication , Polycarbonate Transparent Cover , Press to Open Lock , IS/IEC Certified | The distribution board is not merely an enclosure, but a composite system in itself, through which the power is distributed to various circuits received from a single source of supply. Enclosure may be single door or double door comprising copper busbars, brass neutral links, and earth links to facilitate effective distribution of current | https://polycab.com/cliq-db-double-door-transparent-door-spn-phase-8w/c-5005/p-55806 | /Polycab/Switchgear/polycab_distribution_board_switchgear/images/Cliq_DB_Transparent_Door_image.png | Downloaded